## TABLA
CONCRETO
Ø | Ø INTERIOR | Ø EXTERIOR | ESPESOR TUBO | ANCHO | ANCHO | VOLUMEN | EMPOTRAMIENTOS |  |  | CIMENTACIONES SIN ENTIBADO |  |  |  | CIMENTACIONES CON ENTIBADO |  |  |  | CABEZOTES |  |  | VALOR C
NOMINAL |  |  |  | SIN ENTIBAR | ENTIBADO | TUBERIA | E X P | E X P | E X P | CONCRETOS |  | MATERIAL GRANULAR |  | CONCRETOS |  | MATERIAL GRANULAR |  | ACERO | ACERO |  | A1 Y A3 | B1 Y C1
[7 empty] | 1/2 D | clave | 0.1 sobre clave | A3 | A1 | B1 | C1 | A3 | A1 | B1 | C1 | Nº5 | Nº4 | 21 Mpa
plg | mm | mm | m | m | m | m3/m | m3/m | m3/m | m3/m | FC=4,0 | FC=3,0 | FC=1,9 | FC=1,5 | FC=4,0 | FC=3,0 | FC=1,9 | FC=1,5 | kg/un | kg/un | m3/m | m | m
6 | 150 | 0.205 | 0.032 | 0.6 | 0.7 | 0.033 | 0.0645 | 0.08899 | 0.12899 | 0.12899 | 0.0645 | 0.105 | 0.07688 | 0.129 | 0.0645 | 0.12525 | 0.09031 |  |  |  | 0.1 | 0.1
8 | 200 | 0.276 | 0.037 | 0.6 | 0.7 | 0.0598 | 0.07719 | 0.10937 | 0.15437 | 0.15437 | 0.07719 | 0.11289 | 0.08105 | 0.1544 | 0.0772 | 0.1367 | 0.09565 |  |  |  | 0.1 | 0.1
10 | 250 | 0.322 | 0.037 | 0.7 | 0.8 | 0.0814 | 0.08978 | 0.12957 | 0.17957 | 0.17957 | 0.08978 | 0.14198 | 0.09865 | 0.1796 | 0.0898 | 0.1681 | 0.11403 |  | 17.4 | 0.76 | 0.1 | 0.1
12 | 300 | 0.394 | 0.047 | 0.7 | 0.8 | 0.1219 | 0.10239 | 0.14978 | 0.20478 | 0.20478 | 0.10239 | 0.14694 | 0.10261 | 0.2048 | 0.1024 | 0.17665 | 0.11943 |  | 20.5 | 0.9 | 0.1 | 0.1
14 | 350 | 0.5 | 0.06 | 0.8 | 0.9 | 0.1385 | 0.11673 | 0.17346 | 0.23346 | 0.23346 | 0.11673 | 0.17873 | 0.12082 | 0.2335 | 0.11675 | 0.20975 | 0.1368 |  | 23.6 | 1 | 0.1 | 0.1
15 | 375 | 0.5 | 0.06 | 0.8 | 0.9 | 0.1963 | 0.12933 | 0.19365 | 0.25865 | 0.25865 | 0.12933 | 0.18183 | 0.12516 | 0.2587 | 0.12935 | 0.21685 | 0.1435 |  | 29 | 1.04 | 0.1 | 0.1
16 | 400 | 0.535 | 0.062 | 0.8 | 0.9 | 0.2248 | 0.2216 | 0.3232 | 0.4032 | 0.4432 | 0.2216 | 0.1816 | 0.12671 | 0.4432 | 0.2216 | 0.21835 | 0.14565 |  | 35 | 1.06 | 0.15 | 0.1
18 | 450 | 0.575 | 0.062 | 0.9 | 1 | 0.2597 | 0.24335 | 0.35875 | 0.44405 | 0.4867 | 0.24335 | 0.21891 | 0.1478 | 0.48668 | 0.24334 | 0.25765 | 0.16739 |  | 48 | 1.1 | 0.15 | 0.1
20 | 500 | 0.67 | 0.07 | 1 | 1.1 | 0.3526 | 0.26022 | 0.38543 | 0.47543 | 0.52043 | 0.26022 | 0.25872 | 0.17304 | 0.5204 | 0.2602 | 0.3022 | 0.19423 |  | 53 | 1.32 | 0.15 | 0.1
21 | 525 | 0.67 | 0.07 | 1 | 1.1 | 0.3526 | 0.28447 | 0.42643 | 0.52143 | 0.56893 | 0.28447 | 0.25872 | 0.17304 | 0.5689 | 0.28445 | 0.3022 | 0.19423 | 51.4 |  | 1.35 | 0.15 | 0.1
24 | 600 | 0.76 | 0.072 | 1.1 | 1.2 | 0.4536 | 0.030318 | 0.45635 | 0.55635 | 0.60635 | 0.030318 | 0.30118 | 0.19964 | 0.6064 | 0.3032 | 0.3492 | 0.2224 | 53 |  | 1.36 | 0.15 | 0.1
27 | 675 | 0.845 | 0.082 | 1.2 | 1.3 | 0.5608 | 0.37798 | 0.58346 | 0.69846 | 0.75596 | 0.37798 | 0.35335 | 0.23431 | 0.75595 | 0.37798 | 0.40616 | 0.259 | 56.5 |  | 1.38 | 0.15 | 0.11
28 | 700 | 0.845 | 0.082 | 1.2 | 1.3 | 0.5608 | 0.4066 | 0.63321 | 0.75321 | 0.81321 | 0.4066 | 0.35335 | 0.23431 | 0.8132 | 0.4066 | 0.40616 | 0.259 | 58.4 |  | 1.42 | 0.15 | 0.11
30 | 750 | 0.945 | 0.085 | 1.3 | 1.4 | 0.7014 | 0.45856 | 0.72212 | 0.85212 | 0.91712 | 0.45856 | 0.41712 | 0.28148 | 0.9171 | 0.45855 | 0.47618 | 0.30908 | 61 |  | 1.62 | 0.15 | 0.12
32 | 800 | 1.028 | 0.09 | 1.4 | 1.5 | 0.83 | 0.4814 | 0.7603 | 0.8953 | 0.9628 | 0.4814 | 0.4845 | 0.32884 | 0.9628 | 0.4814 | 0.54875 | 0.35885 | 53.8 |  | 1.79 | 0.15 | 0.13
33 | 825 | 1.028 | 0.098 | 1.4 | 1.5 | 0.83 | 0.5146 | 0.8192 | 0.9592 | 1.0292 | 0.5146 | 0.4845 | 0.32884 | 1.0292 | 0.5146 | 0.54875 | 0.35875 | 72 |  | 2 | 0.15 | 0.13
36 | 900 | 1.096 | 0.093 | 1.5 | 1.6 | 0.9434 | 0.57528 | 0.92557 | 1.0756 | 1.1506 | 0.57528 | 0.55578 | 0.37615 | 1.1506 | 0.5753 | 0.6243 | 0.40847 | 78.1 |  | 2.23 | 0.15 | 0.14
39 | 975 | 1.227 | 0.11 | 1.8 | 1.9 | 1.1824 | 0.63038 | 1.0208 | 1.1808 | 1.2608 | 0.63038 | 0.78916 | 0.51464 | 1.2608 | 0.6304 | 0.86586 | 0.55096 | 86.1 |  | 2.34 | 0.15 | 0.15
40 | 1000 | 1.227 | 0.11 | 1.8 | 1.9 | 1.1824 | 0.63038 | 1.0208 | 1.1808 | 1.2608 | 0.63038 | 0.78916 | 0.51464 | 1.2608 | 0.6304 | 0.86586 | 0.55096 | 86.1 |  | 2.34 | 0.15 | 0.15
44 | 1100 | 1.46 | 0.117 | 2.1 | 2.2 | 1.665 | 0.76366 | 1.1833 | 1.3553 | 1.5273 | 0.76366 | 1.0785 | 0.7094 | 1.5273 | 0.76366 | 1.1695 | 0.75423 |  |  |  | 0.2 | 0.18
48 | 1200 | 1.57 | 0.12 | 2.2 | 2.3 | 1.9409 | 0.84381 | 1.3196 | 1.5036 | 1.6876 | 0.84381 | 1.1911 | 0.79608 | 1.6876 | 0.84379 | 1.2893 | 0.84155 |  |  |  | 0.2 | 0.2
52 | 1300 | 1.69 | 0.12 | 2.4 | 2.5 | 2.2379 | 0.92731 | 1.4626 | 1.6586 | 1.8546 | 0.92731 | 1.4131 | 0.93644 | 1.8546 | 0.92729 | 1.5186 | 0.98583 |  |  |  | 0.2 | 0.21
56 | 1400 | 1.81 | 0.14 | 2.5 | 2.6 | 2.5617 | 1.0134 | 1.6108 | 1.8188 | 2.0268 | 1.0134 | 1.541 | 1.0362 | 2.0268 | 1.0134 | 1.6539 | 1.0885 |  |  |  | 0.2 | 0.23
60 | 1500 | 1.92 | 0.152 | 2.6 | 2.7 | 2.9013 | 1.1035 | 1.7671 | 1.9871 | 2.2071 | 1.1035 | 1.6726 | 1.1397 | 2.2071 | 1.1036 | 1.7927 | 1.1956 |  |  |  | 0.2 | 0.24
64 | 1600 | 2.04 | 0.219 | 2.7 | 2.8 | 3.2621 | 1.197 | 1.9301 | 2.162 | 2.3941 | 1.197 | 1.8081 | 1.2476 | 2.3941 | 1.197 | 1.9354 | 1.3074 |  |  |  | 0.2 | 0.25
68 | 1700 | 2.15 | 0.224 | 2.8 | 2.9 | 3.6268 | 1.2967 | 2.1054 | 2.3494 | 2.5934 | 1.2967 | 1.9471 | 1.3572 | 2.5933 | 1.2967 | 2.0814 | 1.4199 |  |  |  | 0.2 | 0.27
72 | 1800 | 2.26 | 0.228 | 3 | 3.1 | 3.9973 | 1.401 | 2.29 | 2.5461 | 2.802 | 1.401 | 2.2313 | 1.5361 | 2.8021 | 1.401 | 2.3723 | 1.6018 |  |  |  | 0.2 | 0.28
76 | 1900 | 2.37 | 0.235 | 3.1 | 3.2 | 4.4115 | 1.5061 | 2.4761 | 2.7441 | 3.021 | 1.5061 | 2.3861 | 1.6596 | 3.0121 | 1.5061 | 2.5343 | 1.729 |  |  |  | 0.2 | 0.3
80 | 2000 | 2.47 | 0.236 | 3.2 | 3.3 | 4.7994 | 1.6211 | 2.6822 | 2.9622 | 3.4222 | 1.6211 | 2.5443 | 1.7814 | 3.2422 | 1.6211 | 2.6988 | 1.8533 |  |  |  | 0.2 | 0.31
84 | 2100 | 2.59 | 0.244 | 3.32 | 3.42 | 5.2604 | 1.8783 | 3.0266 | 3.3186 | 3.7566 | 1.8783 | 2.7399 | 1.9298 | 3.7566 | 1.8783 | 2.9017 | 2.0055 |  |  |  | 0.25 | 0.32
88 | 2200 | 2.71 | 0.253 | 3.44 | 3.54 | 5.751 | 1.9976 | 3.2352 | 3.5392 | 3.9952 | 1.9976 | 2.9424 | 2.085 | 3.9952 | 1.9976 | 3.1115 | 2.1639 |  |  |  | 0.25 | 0.34
90 | 2250 | 2.77 | 0.261 | 3.56 | 3.66 | 6.035 | 2.1523 | 3.5145 | 3.8305 | 4.3045 | 2.1523 | 3.1502 | 2.2171 | 4.3045 | 2.1523 | 3.3234 | 2.2981 |  |  |  | 0.25 | 0.35
92 | 2300 | 2.84 | 0.269 | 3.68 | 3.78 | 6.3258 | 2.3114 | 3.8028 | 4.1308 | 4.6228 | 2.3114 | 3.3645 | 2.3531 | 4.6228 | 2.3114 | 3.5419 | 2.4359 |  |  |  | 0.25 | 0.35
96 | 2400 | 2.95 | 0.277 | 3.8 | 3.9 | 6.8535 | 2.4451 | 4.0401 | 4.3801 | 4.8901 | 2.4451 | 3.589 | 2.5232 | 4.8901 | 2.4451 | 3.7736 | 2.6092 |  |  |  | 0.25 | 0.37
100 | 2500 | 3.07 | 0.285 | 3.92 | 4.02 | 7.4023 | 2.5821 | 4.2841 | 4.6361 | 5.1641 | 2.5821 | 3.8203 | 2.6991 | 5.1641 | 2.5821 | 4.0122 | 2.7886 |  |  |  | 0.25 | 0.38
TUBERIA DE PEAD PARA ACUEDUCTO PE 100 PN 6 RDE 26
Ø | Ø | Ø EXTERIOR | ESPESOR TUBO | ANCHO | ANCHO | VOLUMEN | EMPOTRAMIENTOS |  |  | CIMENTACIONES |  |  |  | EMPOTRAMIENTOS |  |  | CIMENTACIONES CON ENTIBADO |  |  |  | CABEZOTES |  |  | VALOR C |  |  |  | DIAMETRO NOMINAL
COMERCIAL | INTERNO |  |  | SIN ENTIBAR | ENTIBADO | TUBERIA | E X P | E X P | E X P | CONCRETOS |  | MATERIAL GRANULAR |  | E X P | E X P | E X P | CONCRETOS |  | MATERIAL GRANULAR |  | ACERO | ACERO |  | A1 | A3 | B1 | C1
[7 empty] | 1/2 D | clave | 0.1 sobre clave | FC=4,0 | FC=3,0 | FC=1,9 | FC=1,5 | 1/2 D | clave | 0.1 sobre clave | FC=4,0 | FC=3,0 | FC=1,9 | FC=1,5 | Nº5 | Nº4 | 21 Mpa
plg | mm | mm | m | m | m | m3/m | m3/m | m3/m | m3/m |  |  |  |  | m3/m | m3/m | m3/m |  |  |  |  | kg/un | kg/un | m3/m | m |  | m | m
[10 empty] | A3 | A1 | B1 | C1 |  |  |  | A3E | A1E | B1E | C1E
5.5 | 129.2 | 140 | 0.0054 | 0.6 | 0.7 | 0.015394 | 0.094303 | 0.12861 | 0.18861 | 0.18861 | 0.094303 | 0.094303 | 0.069879 | 0.1113 | 0.15261 | 0.22261 | 0.22261 | 0.1113 | 0.1113 | 0.082212 |  |  |  | 0.1 | 0.1 | 0.1 | 0.1 | 140 | 5.5118 | 5.5
6.3 | 147.7 | 160.1 | 0.0062 | 0.6 | 0.7 | 0.020131 | 0.097964 | 0.13593 | 0.19593 | 0.19593 | 0.097964 | 0.097964 | 0.07062 | 0.11597 | 0.16194 | 0.23194 | 0.23194 | 0.11597 | 0.11597 | 0.083289 |  |  |  | 0.1 | 0.1 | 0.1 | 0.1 | 160 | 6.2992 | 6.3
7.1 | 166.2 | 180 | 0.0069 | 0.6 | 0.7 | 0.025447 | 0.10128 | 0.14255 | 0.20255 | 0.20255 | 0.10128 | 0.10128 | 0.071187 | 0.12028 | 0.17055 | 0.24055 | 0.24055 | 0.12028 | 0.12028 | 0.084187 |  |  |  | 0.1 | 0.1 | 0.1 | 0.1 | 180 | 7.0866 | 7.1
7.9 | 184.6 | 200 | 0.0077 | 0.6 | 0.7 | 0.031416 | 0.10429 | 0.14858 | 0.20858 | 0.20858 | 0.10429 | 0.10429 | 0.071589 | 0.12429 | 0.17858 | 0.24858 | 0.24858 | 0.12429 | 0.12429 | 0.084923 |  |  |  | 0.1 | 0.1 | 0.1 | 0.1 | 200 | 7.874 | 7.9
8.9 | 207.8 | 225 | 0.0086 | 0.65 | 0.75 | 0.039761 | 0.11824 | 0.17149 | 0.23649 | 0.23649 | 0.11824 | 0.11824 | 0.07873 | 0.13949 | 0.20399 | 0.27899 | 0.27899 | 0.13949 | 0.13949 | 0.09248 |  |  |  | 0.1 | 0.1 | 0.1 | 0.1 | 225 | 8.8583 | 8.9
9.8 | 230.8 | 250 | 0.0096 | 0.65 | 0.75 | 0.049087 | 0.12171 | 0.17841 | 0.24341 | 0.24341 | 0.12171 | 0.12171 | 0.078942 | 0.14421 | 0.21341 | 0.28841 | 0.28841 | 0.14421 | 0.14421 | 0.093108 |  |  |  | 0.1 | 0.1 | 1.1 | 0.1 | 250 | 9.8425 | 9.8
11 | 258.6 | 280 | 0.0107 | 0.7 | 0.8 | 0.061575 | 0.17221 | 0.23942 | 0.30942 | 0.27442 | 0.17221 | 0.17221 | 0.086182 | 0.20121 | 0.28242 | 0.36242 | 0.32242 | 0.20121 | 0.20121 | 0.10085 |  |  |  | 0.15 | 0.1 | 0.1 | 0.1 | 280 | 11.0236 | 11
12.4 | 290.8 | 315 | 0.0121 | 0.75 | 0.85 | 0.077931 | 0.19166 | 0.27082 | 0.34582 | 0.30832 | 0.19166 | 0.19166 | 0.10851 | 0.22241 | 0.31732 | 0.40232 | 0.35982 | 0.22241 | 0.22241 | 0.12576 |  |  |  | 0.15 | 0.1 | 0.1 | 0.12 | 315 | 12.4016 | 12.4
14 | 327.8 | 355 | 0.0136 | 0.75 | 0.85 | 0.09898 | 0.19614 | 0.27977 | 0.35477 | 0.31727 | 0.19614 | 0.19614 | 0.10788 | 0.22889 | 0.33027 | 0.41527 | 0.37277 | 0.22889 | 0.22889 | 0.12579 |  |  |  | 0.15 | 0.1 | 0.1 | 0.12 | 355 | 13.9764 | 14
15.7 | 369.4 | 400 | 0.0153 | 0.8 | 0.9 | 0.12566 | 0.21717 | 0.31434 | 0.39434 | 0.35434 | 0.21717 | 0.21717 | 0.11302 | 0.25217 | 0.36934 | 0.45934 | 0.41434 | 0.25217 | 0.25217 | 0.13136 |  |  |  | 0.15 | 0.1 | 0.1 | 0.11667 | 400 | 15.748 | 15.7
17.7 | 415.6 | 450 | 0.0172 | 0.85 | 0.95 | 0.15904 | 0.23923 | 0.35096 | 0.43596 | 0.41471 | 0.23923 | 0.23923 | 0.13273 | 0.27673 | 0.41096 | 0.50596 | 0.48221 | 0.27673 | 0.27673 | 0.15336 |  |  |  | 0.15 | 0.1125 | 0.11 | 0.13125 | 450 | 17.7165 | 17.7
19.7 | 461.8 | 500 | 0.0191 | 0.9 | 1 | 0.19635 | 0.26183 | 0.38865 | 0.47865 | 0.47865 | 0.26183 | 0.26183 | 0.15368 | 0.30183 | 0.45365 | 0.55365 | 0.55365 | 0.30183 | 0.30183 | 0.1766 |  |  |  | 0.15 | 0.125 | 0.13 | 0.14583 | 500 | 19.685 | 19.7
22 | 517.2 | 560 | 0.0214 | 1.05 | 1.15 | 0.2463 | 0.32835 | 0.4992 | 0.6042 | 0.6357 | 0.32835 | 0.32835 | 0.20356 | 0.37135 | 0.5702 | 0.6852 | 0.7197 | 0.37135 | 0.37135 | 0.22923 |  |  |  | 0.15 | 0.14 | 0.14 | 0.16333 | 560 | 22.0472 | 22
24.8 | 581.8 | 630 | 0.0241 | 1.15 | 1.25 | 0.31172 | 0.37889 | 0.58528 | 0.70028 | 0.77503 | 0.37889 | 0.37889 | 0.24861 | 0.42539 | 0.66328 | 0.78828 | 0.86953 | 0.42539 | 0.42539 | 0.27748 |  |  |  | 0.15 | 0.1575 | 0.15 | 0.18375 | 630 | 24.8031 | 24.8
31.5 | 785 | 800 | 0.0075 | 1.25 | 1.35 | 0.50265 | 1.6862 | 1.9348 | 2.0598 | 0.99735 | 1.6862 | 1.6862 | 0.32376 | 1.8412 | 2.1298 | 2.2648 | 1.1173 | 1.8412 | 1.8412 | 0.36043 |  |  |  | 1.15 | 0.2 | 1.15 | 0.23333 | 800 | 31.4961 | 31.5
TUBERIA PVC
Ø | Ø | Ø EXTERIOR | ESPESOR TUBO | ANCHO | ANCHO | VOLUMEN | EMPOTRAMIENTOS |  |  | CIMENTACIONES |  |  |  | EMPOTRAMIENTOS |  |  | CIMENTACIONES CON ENTIBADO |  |  |  | CABEZOTES |  |  | VALOR C
COMERCIAL | INTERNO |  |  | SIN ENTIBAR | ENTIBADO | TUBERIA | E X P | E X P | E X P | CONCRETOS |  | MATERIAL GRANULAR |  | E X P | E X P | E X P | CONCRETOS |  | MATERIAL GRANULAR |  | ACERO | ACERO |  | A1 | A3 | B1 | C1
[7 empty] | 1/2 D | clave | 0.1 sobre clave | FC=4,0 | FC=3,0 | FC=1,9 | FC=1,5 | 1/2 D | clave | 0.1 sobre clave | FC=4,0 | FC=3,0 | FC=1,9 | FC=1,5 | Nº5 | Nº4 | 21 Mpa
plg | mm | mm | m | m | m | m3/m | m3/m | m3/m | m3/m |  |  |  |  | m3/m | m3/m | m3/m |  |  |  |  | kg/un | kg/un | m3/m | m |  | m | m
[10 empty] | A3 | A1 | B1 | C1 |  |  |  | A3E | A1E | B1E | C1E
4 | 99 | 110 | 0.0055 | 0.5 | 0.6 | 0.0095033 | 0.072748 | 0.095497 | 0.1455 | 0.1455 | 0.072748 | 0.072748 | 0.056622 | 0.088248 | 0.1165 | 0.1765 | 0.1765 | 0.088248 | 0.088248 | 0.068456 |  |  | 99 | 0.1 | 0.1 | 0.1 | 0.1
6 | 145 | 160 | 0.0075 | 0.6 | 0.7 | 0.020106 | 0.097947 | 0.13589 | 0.19589 | 0.19589 | 0.097947 | 0.097947 | 0.070617 | 0.11595 | 0.16189 | 0.23189 | 0.23189 | 0.11595 | 0.11595 | 0.083284 |  |  | 145 | 0.1 | 0.1 | 0.1 | 0.1
8 | 182 | 200 | 0.009 | 0.6 | 0.7 | 0.031416 | 0.10429 | 0.14858 | 0.20858 | 0.20858 | 0.10429 | 0.10429 | 0.071589 | 0.12429 | 0.17858 | 0.24858 | 0.24858 | 0.12429 | 0.12429 | 0.084923 |  |  | 182 | 0.1 | 0.1 | 0.1 | 0.1
10 | 227 | 250 | 0.0115 | 0.65 | 0.75 | 0.049087 | 0.12171 | 0.17841 | 0.24341 | 0.24341 | 0.12171 | 0.12171 | 0.078942 | 0.14421 | 0.21341 | 0.28841 | 0.28841 | 0.14421 | 0.14421 | 0.093108 |  |  | 227 | 0.1 | 0.1 | 0.1 | 0.1
12 | 284 | 315 | 0.0155 | 0.7 | 0.8 | 0.077931 | 0.14128 | 0.21257 | 0.28257 | 0.28257 | 0.14128 | 0.14128 | 0.085886 | 0.16703 | 0.25407 | 0.33407 | 0.33407 | 0.16703 | 0.16703 | 0.10114 |  |  | 284 | 0.1 | 0.1 | 0.1 | 0.1
14 | 327 | 355 | 0.014 | 0.75 | 0.85 | 0.09898 | 0.19614 | 0.27977 | 0.35477 | 0.31727 | 0.19614 | 0.19614 | 0.095532 | 0.22889 | 0.33027 | 0.41527 | 0.37277 | 0.22889 | 0.22889 | 0.1118 |  |  | 327 | 0.15 | 0.1 | 0.1 | 0.10354
16 | 362 | 400 | 0.019 | 0.8 | 0.9 | 0.12566 | 0.21717 | 0.31434 | 0.39434 | 0.35434 | 0.21717 | 0.21717 | 0.11302 | 0.25217 | 0.36934 | 0.45934 | 0.41434 | 0.25217 | 0.25217 | 0.13136 |  |  | 362 | 0.15 | 0.1 | 0.1 | 0.11667
18 | 407 | 450 | 0.0215 | 0.85 | 0.95 | 0.15904 | 0.23923 | 0.35096 | 0.43596 | 0.41471 | 0.23923 | 0.23923 | 0.13273 | 0.27673 | 0.41096 | 0.50596 | 0.48221 | 0.27673 | 0.27673 | 0.15336 |  |  | 407 | 0.15 | 0.1125 | 0.1 | 0.13125
20 | 452 | 500 | 0.024 | 0.9 | 1 | 0.19635 | 0.26183 | 0.38865 | 0.47865 | 0.47865 | 0.26183 | 0.26183 | 0.15368 | 0.30183 | 0.45365 | 0.55365 | 0.55365 | 0.30183 | 0.30183 | 0.1766 |  |  | 452 | 0.15 | 0.125 | 0.1 | 0.14583
24 | 595.12 | 625 | 0.01494 | 1.05 | 1.15 | 0.3068 | 0.33223 | 0.50695 | 0.61195 | 0.67758 | 0.33223 | 0.33223 | 0.21865 | 0.37848 | 0.58445 | 0.69945 | 0.77133 | 0.37848 | 0.37848 | 0.24729 |  |  | 595.12 | 0.15 | 0.15625 | 0.1 | 0.18229
27 | 671.01 | 710 | 0.019495 | 1.15 | 1.25 | 0.39592 | 0.38279 | 0.59308 | 0.70808 | 0.82883 | 0.38279 | 0.38279 | 0.26823 | 0.43329 | 0.67908 | 0.80408 | 0.93533 | 0.43329 | 0.43329 | 0.30078 |  |  | 671.01 | 0.15 | 0.1775 | 0.11 | 0.20708
30 | 747.01 | 786 | 0.019495 | 1.2 | 1.3 | 0.48522 | 0.40899 | 0.63798 | 0.75798 | 0.92958 | 0.40899 | 0.40899 | 0.3024 | 0.46329 | 0.73158 | 0.86158 | 1.0475 | 0.46329 | 0.46329 | 0.33842 |  |  | 747.01 | 0.15 | 0.1965 | 0.13 | 0.22925
33 | 823.09 | 860 | 0.018455 | 1.25 | 1.35 | 0.58088 | 0.43456 | 0.68162 | 0.80662 | 1.0316 | 0.43456 | 0.43456 | 0.33719 | 0.49256 | 0.78262 | 0.91762 | 1.1606 | 0.49256 | 0.49256 | 0.37661 |  |  | 823.09 | 0.15 | 0.215 | 0.14 | 0.25083
36 | 899.03 | 950 | 0.025485 | 1.35 | 1.45 | 0.70882 | 0.48934 | 0.77618 | 0.91118 | 1.2149 | 0.48934 | 0.48934 | 0.39805 | 0.55184 | 0.88618 | 1.0312 | 1.3574 | 0.55184 | 0.55184 | 0.44159 |  |  | 899.03 | 0.15 | 0.2375 | 0.15 | 0.27708
39 | 974.98 | 1025 | 0.02501 | 1.45 | 1.55 | 0.82516 | 0.62055 | 0.95109 | 1.0961 | 1.4042 | 0.62055 | 0.62055 | 0.46029 | 0.6918 | 1.0736 | 1.2286 | 1.558 | 0.6918 | 0.6918 | 0.50727 |  |  | 974.98 | 0.2 | 0.25625 | 0.18 | 0.29896
42 | 1050.93 | 1101 | 0.025035 | 1.5 | 1.6 | 0.95206 | 0.64972 | 0.99944 | 1.1494 | 1.5252 | 0.64972 | 0.64972 | 0.50205 | 0.72477 | 1.1295 | 1.2895 | 1.6903 | 0.72477 | 0.72477 | 0.55251 |  |  | 1050.93 | 0.2 | 0.27525 | 0.2 | 0.32112
Factor de corrección Cb
|  | q/Q>1 | q/Q<1
| Tipo de cañuela | daho/Øs >3,2 | daho/Øs <1
1 | Piso deprimido | 1 | 1
2 | Media banca | 0.95 | 0.15
3 | Banca llena | 0.75 | 0.07
| daho/Ø | 0.5
| Tipo de cañuela | 2
| q/Q | 0.5
0.15
Factor de corrección Cb
|  |  | q/Q>1 | q/Q<1
|  | Tipo de cañuela | daho/Øs >3,2 | daho/Øs <1
| 1 | Piso deprimido | 1 | 1
| 2 | Media banca | 0.95 | 0.15

## Base de Diseño
CAMARA | North | East | Zeta | PROF ALIVIADERO | Altura desde batea
MH27 | 4721947.7313 | 2284388.4148 | 2277.7224
MH26 | 4721934.737 | 2284370.7559 | 2277.5125
ALIV25 | 4721941.7435 | 2284370.1866 | 2277.4774 | 1.95 | 0.88
ALIV24 | 4721946.523 | 2284362.7636 | 2277.4774 | 1.84 | 1.19
MH23 | 4721957.6813 | 2284345.1985 | 2277.3558 | 1.9 | 1.33
MH22 | 4721968.5977 | 2284348.5155 | 2277.2208
MH21 | 4721998.831 | 2284367.7428 | 2276.327
MH20 | 4722011.7601 | 2284362.4449 | 2277.63
MH21N | 4721998.2165 | 2284365.0668 | 2277
MH18 | 4722087.4925 | 2284334.2619 | 2276.99
MH17 | 4722141.8625 | 2284302.2395 | 2280
MH16 | 4722186.2209 | 2284236.6324 | 2276.07
MH8 | 4722269.1218 | 2284172.1012 | 2277.34 | 2.79 | -0.96
MH Cancha | 4722346.9634 | 2284170.0545 | 2275.66
MH7 | 4722407.399 | 2284181.2606 | 2274.67
MH6 | 4722501.2276 | 2284150.2713 | 2274.51
MH5 | 4722567.5386 | 2284148.8796 | 2274.132
PTAR | 4722581.0526 | 2284148.7647 | 2272.68
MH34 | 4722374.7843 | 2284061.9631 | 2281.9
C1 | 4722295.0161 | 2284167.7819 | 2277.9
C2 | 4722317.6311 | 2284181.8426 | 2276.68
C3 | 4722340.6239 | 2284203.0844 | 2275.3
C4 | 4722350.2283 | 2284208.6543 | 2275.17
C5 | 4722361.5109 | 2284210.374 | 2275.14
C6 | 4722377.9026 | 2284208.7247 | 2275.03
C7 | 4722394.021 | 2284201.8096 | 2275.17
C8 | 4722408.2618 | 2284199.6396 | 2275.18
C9 | 4722425.7354 | 2284198.1395 | 2275.07
C10 | 4722445.9784 | 2284191.9406 | 2274.83
C11 | 4722462.4003 | 2284183.9541 | 2274.75
C12 | 4722484.1326 | 2284157.3603 | 2275.3
C13 | 4722494.1836 | 2284152.9792 | 2275
C14 | 4722504.9044 | 2284154.4668 | 2274.7
C15 | 4722532.0759 | 2284166.3158 | 2273.83
MH8A | 4722177.0528 | 2284223.113 | 2278
MH8B | 4722094.0595 | 2284271.3433 | 2282
MH39A | 4722052.103 | 2284297.2259 | 2282
MH39 | 4721987.5126 | 2284322.9925 | 2277.551 | Batea entra | Batea sale
MH33 | 4721984.8541 | 2284326.457 | 2277.487 | viene de mh33 | va a mh 24
MH29 | 4721943.3564 | 2284344.7215 | 2277.551 | 2275.84 | 2275.74
EBAR | 4721932.444 | 2284358.811 | 2277.48

## Cálculo_Diseño
[12 empty] | Anexo 4 | [13 empty] | Anexo 4 | [11 empty] | Anexo 4 | [11 empty] | Anexo 4 | [12 empty] | Anexo 4 | [14 empty] | Anexo 4
TRAMO No. | Arranque | TRAMO |  | AREA TRIBUTARIA AGUAS RESIDUALES |  |  | ∑AREA RESIDUAL | ∑INFILTRACIÓN | AREA TRIBUTARIA AGUAS LLUVIAS |  |  | ∑AREA LLUVIAS | DENS. POB. | POBLACIÓN |  |  | DOTACIÓN | CAUDAL MEDIO | CAUDAL INFILTRACIÓN | CAUDAL CONEXIÓN ERRADA | FACTOR MAYORACIÓN | CAUDAL MAXIMO HORARIO | CAUDAL AGUA INSTITUCIONAL | CAUDAL AGUA RESIDUAL | COEFICIENTE DE IMPERMEABILIDAD | PENDIENTE ÁREA TRIBUTARIA | COEFICIENTE DE ESCORRENTÍA | INTENSIDAD DE LLUVIA | TIEMPO ENTRADA | TIEMPO TRÁNSITO ASUMIDO (tt) | TIEMPO CONCENTRACIÓN (Tc) | VELOCIDAD ASUMIDA | TIEMPO TRÁNSITO REAL (TT) | RELACIÓN E (tt/TT) | CHEQUEO RELACIÓN E | CAUDAL LLUVIAS | CAUDAL DE DISEÑO | LONGITUD TUBERÍA | DIÁMETRO NOMINAL | DIÁMETRO INTERNO | MATERIAL DE LA TUBERIA | COTA TERRENO |  | PROF. CLAVE |  | PROF. BATEA |  | COTA BATEA |  | Escala en la cámara | PENDIENTE DEL TERRENO | PENDIENTE DE LA TUBERÍA | VEL. TUBO LLENO | CAUDAL A TUBO LLENO | q/Q |  | Vr/V |  | VELOCIDAD REAL |  | h/D |  | ÁNGULO |  | Rh/D |  | RADIO HIDRÁULICO |  | FUERZA TRACTIVA (FT) |  | CHEQUEO HIDRAULICO |  |  |  | ESCALA EN LA CÁMARA | OBSERVACIONES |  | DISTANCIA AL PUNTO MÁS ALEJADO |  | PENDIENTE DEL PUNTO MÁS ALEJADO | TIPO DE RED | L ENTRE BORDES INTERNOS | Diam Pozo |  | Lreal de la tuberia | Tipo de Pavimento | ESPESOR DE TUBERIA | Rasante (ver tabla coeficiente de infiltracion) | Tipo de Cimentación
[71 empty] | VELOCIDAD REAL |  | FUERZA TRACTIVA | [16 empty] | Esfuerzo cortante
|  | DE CAMARA Nº | A CAMARA Nº | PROPIA | OTRAS | AFLUENTE |  |  | PROPIA | OTRAS | AFLUENTE |  |  | PROPIA | OTRAS | ACUM. | [25 empty] | SUP. | INF. | SUP. | INF. | SUP. | INF. | SUP. | INF. | [5 empty] | q/Q | A.COMB. | A.R. | A.COMB. | A.R. | A.COMB. | A.R. | A.COMB. | A.R. | A.COMB. | A.R. | A.COMB. | A.R. | A.COMB. | A.R. | A.COMB. | A. R. | A. COMB. | A.R | A. COMB. | [8 empty] | Sup | Inf
|  |  |  | [ha] | [ha] | [ha] | [ha] | [ha] | [ha] | [ha] | [ha] |  | [hab/ha] | [hab] | [hab] | [hab] | [l/hab-día] | [l/s] | [l/s] | [l/s] | [adim] | [l/s] | [l/s] | [l/s] | [adim] | (Decimal) | [adim] | [l/s-ha] | [min] | [min] | [min] | [m/s] | [min] | [adim] | [adim] | [l/s] | [l/s] | [m] | [PUL] | [mm] | [adim] | [m] | [m] | [m] | [m] | [m] | [m] | [m] | [m] | [m] | [%] | [%] | [m/s] | [l/s] | [adim] | [adim] | [adim] | [adim] | [m/s] | [m/s] | [adim] | [adim] | [grados] | [grados] | [adim] | [adim] | [m] | [m] | [kg/m2] | [kg/m2] | [m/s] | [m/s] | [kg/m2] | [kg/m2] | (m) |  |  | (m) |  | (Decimales) |  | [m] | [m] | [m] | [m] |  |  |  |  | (Pa)
Curva IDF
|  | Cobertura del alcantarillado | [10 empty] | Densidad de población (viv/ha) |  |  | 235.1175 |  | Material de la tubería |  | PVC=4 |  |  | k | 234 | [29 empty] | 0.01
|  | Población total |  |  |  |  | 15215 |  |  | Tramos Nuevos |  |  | Índice de ocupación (hab/viv) |  |  | 3.2 |  |  |  | CONCRETO =6 |  |  | m | 0.13
|  | Viviendas |  |  |  |  | 4754.6875 |  |  | Tramos a optimizar |  |  | Habitantes por hectárea |  |  | 752.3761 |  | Factor de Mayoración |  | Tchobanoglous |  |  | n | 0.58 | [26 empty] | 0.61042 | [38 empty] | Peso especifico agua
|  | Area perímetro urbano (ha) | [7 empty] | Existentes |  |  | Dotación bruta l/hab-día |  |  | 160 |  |  |  | Harmon |  |  | c | 0.25
|  | Dotación neta l/hab-día |  |  |  |  | 120 | [5 empty] | Coeficiente de retorno |  |  | 0.85 | [6 empty] | tr | 5 | [65 empty] | 9800 | N/m3
|  | Estación pluviográfica: | [10 empty] | Viviendas (Viv) |  |  | 4754.6875 |  | Longitud Max tramo SIN SUM |  | 120 | m |  | Estación | .
|  | Periodo de retorno en años |  |  |  |  | 3 | [5 empty] | Coeficiente de impermeabilidad |  |  | 0.9 |  | Longitud Max tramo CON SUM |  | 80 | m
[50 empty] | 0.75 |  |  |  |  | 0.85
1 | 1 | MH21N | MH22 | 0.1586 |  | 0 | 6.9076 | 0.001586 | 0.1586 |  | 0 | 0.1586 | 752.3761 | 119.3268 | 5077.786 | 5197.1128 | 120 | 6.1355 | 0.0001586 | 0 | 3.2393 | 19.8747 |  | 19.8749 | 0.75 | 0.0065075 | 0.62783 | 207.7589 | 5 | 0.435 | 10 | 1.3 | 0.42486 | 1.0239 | Cumple | 20.6872 | 40.56 | 33.93 | 14 | 327 | 4 | 2277 | 2277.2208 | 1.687 | 1.98 | 2 | 2.5 | 2275 | 2274.7208 | 0.03 | 0.65075 | 0.82287 | 1.8985 | 159.4412 | 0.12465 | 0.25439 | 0.5731 | 0.70109 | 1.088 | 1.331 | 0.27811 | 0.39459 | 2.222 | 2.7168 | 0.16051 | 0.21207 | 0.052487 | 0.069348 | 0.4319 | 0.57064 | O.K | O.K | OK | OK | 0.03 | RCH | 0 | dato | 2 | 1 | Combinada | 32.73 | 1.2 | 1.2 | 32.7312 | NATURAL | 0.014 |  |  | 4.2325 | OK
2 |  | MH22 | MH23 | 0 |  | 6.9076 | 6.9076 | 0 | 0 |  | 0.1586 | 0.1586 | 752.3761 | 0 | 0 | 5197.1128 | 120 | 6.1355 | 0 | 0 | 3.2393 | 19.8747 |  | 19.8747 | 0.75 | 0.011832 | 0.62809 | 206.2829 | 10 | 0.12678 | 10.1268 | 1.5 | 0.12542 | 1.0108 | Cumple | 20.5489 | 40.56 | 11.41 | 14 | 327 | 4 | 2277.2208 | 2277.3558 | 2.217 | 2.487 | 2.53 | 2.8 | 2274.6908 | 2274.5558 | 0.03 | 1.1832 | 1.1832 | 2.2765 | 191.1872 | 0.10395 | 0.21215 | 0.54443 | 0.66602 | 1.2394 | 1.5162 | 0.23668 | 0.36643 | 2.0323 | 2.6008 | 0.13986 | 0.20051 | 0.045734 | 0.065566 | 0.54111 | 0.77576 | O.K | O.K | OK | OK | 0.03 | RCH | 0 |  | 2 | 1 | Combinada | 10.21 | 1.2 | 1.2 | 10.2109 | NATURAL | 0.014 |  |  | 5.3025 | OK
3 |  | MH23 | ALIV24 | 0 |  | 6.9076 | 6.9076 | 0 | 0 |  | 0.1586 | 0.1586 | 752.3761 | 0 | 0 | 5197.1128 | 120 | 6.1355 | 0 | 0 | 3.2393 | 19.8747 |  | 19.8747 | 0.75 | 0.0058433 | 0.62779 | 201.4434 | 10.1268 | 0.43354 | 10.5603 | 0.8 | 0.41425 | 1.0466 | Cumple | 20.0573 | 40.56 | 20.81 | 18 | 407 | 4 | 2277.3558 | 2277.4774 | 2.4445 | 2.6145 | 2.83 | 3 | 2274.5258 | 2274.4774 | 0.03 | 0.58433 | 0.23258 | 1.1679 | 151.9424 | 0.1308 | 0.26694 | 0.58095 | 0.71689 | 0.67848 | 0.83725 | 0.28556 | 0.40296 | 2.2551 | 2.751 | 0.1641 | 0.2154 | 0.066788 | 0.087666 | 0.15534 | 0.20389 | O.K | O.K | OK | OK | 0.03 | RCH | 0 |  | 2 | 1 | Combinada | 19.61 | 1.2 | 1.2 | 19.6101 | CONCRETO | 0.0215 |  |  | 1.5223 | OK
4 |  | ALIV24 | ALIV25 | 5.399 |  | 6.9076 | 12.3066 | 0.05399 | 0 | 28.66 | 28.66 | 0 | 752.3761 | 4062.0783 | 0 | 9259.1912 | 120 | 10.931 | 0.005399 | 2.4613 | 3.105 | 33.9412 |  | 36.4079 | 0.75 | 0 | 0.6275 | 201.1788 | 10.5603 | 0.024528 | 10.5848 | 6 |  | #VALUE! | #VALUE! | 0 | 40.56 | 8.83 | 14 | 327 | 4 | 2277.4774 | 2277.4774 | 2.717 | 2.887 | 3.03 | 3.2 | 2274.4474 | 2274.2774 | 0.03 | 0 | 1.9253 | 2.904 | 243.8815 | 0.14929 |  | 0.60306 |  | 1.7513 |  | 0.30601 |  | 2.3447 |  | 0.17374 |  | 0.056815 |  | 1.0938 |  | O.K |  | OK | OK | 0.03 | RCH | 0 |  | 2 | 1 | Combinada | 7.63 | 1.2 | 1.2 | 7.6319 | CONCRETO | 0.014 |  |  | 10.7175 | OK
5 |  | ALIV25 | EBAR | 0 | 6.749 | 12.3066 | 19.0556 | 0 | 0 |  | 0 | 0 | 752.3761 | 0 | 5077.786 | 14336.9771 | 120 | 16.9256 | 0 | 3.8111 | 3.0071 | 50.8972 |  | 54.7083 | 0.75 | 0.00017699 | 0.62751 | 200.7407 | 10.5848 | 0.040806 | 10.6257 | 6 |  | #VALUE! | #VALUE! | 0 | 54.71 | 14.69 | 14 | 327 | 4 | 2277.4774 | 2277.48 | 2.917 | 3.187 | 3.23 | 3.5 | 2274.2474 | 2273.98 | 0 | 0.017699 | 1.8203 | 2.8237 | 237.1398 | 0.2307 |  | 0.68199 |  | 1.9257 |  | 0.3788 |  | 2.6519 |  | 0.20566 |  | 0.067251 |  | 1.2242 |  | O.K |  | OK | OK | 0 | RCH | 0 |  | 2 | 1 | Combinada | 13.49 | 1.2 | 1.2 | 13.4926 | CONCRETO | 0.014 |  |  | 11.9948 | OK
6 | 1 | MH8B | MH8A | 1.126 |  | 0 | 1.126 | 0.01126 | 0.2 |  | 0 | 0.2 | 752.3761 | 847.1754 | 0 | 847.1754 | 120 | 1.0001 | 0.001126 | 0 | 3.7 | 3.7005 |  | 3.7016 | 0.75 | 0.041671 | 0.62958 | 207.7589 | 5 | 0.7272 | 10 | 2.2 | 0.72351 | 1.0051 | Cumple | 26.1603 | 29.86 | 95.99 | 12 | 284 | 4 | 2282 | 2278 | 1.5315 | 1.5315 | 1.8 | 1.8 | 2280.2 | 2276.2 | 0.69 | 4.1671 | 4.1671 | 3.8891 | 246.3618 | 0.015025 | 0.1212 | 0.31576 | 0.56857 | 1.228 | 2.2112 | 0.11193 | 0.27377 | 1.3645 | 2.2025 | 0.07067 | 0.1584 | 0.02007 | 0.044986 | 0.83635 | 1.8746 | O.K | O.K | OK | OK | 0.69 | RCH | 0 | dato | 2 | 1 | Residual | 94.79 | 1.2 | 1.2 | 94.8744 | FLEXIBLE | 0.0155 | #VALUE! | 4.2434e-06 | 8.1892 | OK
7 |  | MH8A | MH8 | 2.126 |  | 1.126 | 3.252 | 0.02126 | 0.2 |  | 0.2 | 0.4 | 752.3761 | 1599.5515 | 0 | 2446.7269 | 120 | 2.8885 | 0.002126 | 0 | 3.4232 | 9.888 |  | 9.8901 | 0.75 | 0.0062702 | 0.62781 | 195.1385 | 10 | 1.1696 | 11.1696 | 1.5 | 1.2939 | 0.90387 | Cumple | 49.0042 | 58.89 | 105.26 | 12 | 284 | 4 | 2278 | 2277.34 | 1.5615 | 1.5315 | 1.83 | 1.8 | 2276.17 | 2275.54 | 0.17 | 0.62702 | 0.59852 | 1.4739 | 93.3673 | 0.10593 | 0.63073 | 0.54733 | 0.91987 | 0.80671 | 1.3558 | 0.2379 | 0.64549 | 2.038 | 3.7321 | 0.14048 | 0.2873 | 0.039896 | 0.081592 | 0.23879 | 0.48834 | O.K | O.K | OK | OK | 0.17 | RCH | 0 |  | 2 | 1 | Residual | 104.06 | 1.2 | 1.2 | 104.0619 | FLEXIBLE | 0.0155 |  | 1.0005e-05 | 2.3401 | OK
8 |  | MH8 | C1 | 4.097 | 0.277 | 3.252 | 7.626 | 0.04097 | 0.1 |  | 0.4 | 0.5 | 752.3761 | 3082.4847 | 208.4082 | 5737.6198 | 120 | 6.7736 | 0.004097 | 0 | 3.2159 | 21.7832 |  | 21.7873 | 0.75 | 0.021333 | 0.62857 | 191.6138 | 11.1696 | 0.36458 | 11.5341 | 1.2 | 0.33773 | 1.0795 | Cumple | 60.221 | 82.01 | 26.25 | 14 | 327 | 4 | 2277.34 | 2277.9 | 1.517 | 2.187 | 1.83 | 2.5 | 2275.51 | 2275.4 | 0.03 | 2.1333 | 0.41905 | 1.3548 | 113.7801 | 0.19149 | 0.72078 | 0.64701 | 0.95616 | 0.87658 | 1.2954 | 0.34452 | 0.70552 | 2.5092 | 3.9888 | 0.19111 | 0.29697 | 0.062493 | 0.097109 | 0.26187 | 0.40693 | O.K | O.K | OK | OK | 0.03 | RCH | 0 |  | 2 | 1 | Residual | 25.05 | 1.2 | 1.2 | 25.0502 | FLEXIBLE | 0.014 |  | 9.8772e-06 | 2.5663 | OK
9 |  | C1 | C2 | 0 |  | 7.626 | 7.626 | 0 | 0 |  | 0.5 | 0.5 | 752.3761 | 0 | 0 | 5737.6198 | 120 | 6.7736 | 0 | 0 | 3.2159 | 21.7832 |  | 21.7832 | 0.75 | 0.045813 | 0.62979 | 189.7365 | 11.5341 | 0.20174 | 11.7359 | 2.2 | 0.20262 | 0.99567 | Cumple | 59.7471 | 82.01 | 26.63 | 14 | 327 | 4 | 2277.9 | 2276.68 | 2.217 | 1.487 | 2.53 | 1.8 | 2275.37 | 2274.88 | 0.03 | 4.5813 | 1.84 | 2.839 | 238.4225 | 0.091364 | 0.34397 | 0.52492 | 0.77157 | 1.4902 | 2.1905 | 0.22836 | 0.45431 | 1.9929 | 2.9586 | 0.13557 | 0.23462 | 0.04433 | 0.076722 | 0.81568 | 1.4117 | O.K | O.K | OK | OK | 0.03 | RCH | 0 |  | 2 | 1 | Residual | 25.43 | 1.2 | 1.2 | 25.4347 | AFIRMADO | 0.014 |  | 6.3604e-06 | 7.9923 | OK
10 |  | C2 | C3 | 0 |  | 7.626 | 7.626 | 0 | 0 |  | 0.5 | 0.5 | 752.3761 | 0 | 0 | 5737.6198 | 120 | 6.7736 | 0 | 0 | 3.2159 | 21.7832 |  | 21.7832 | 0.75 | 0.044089 | 0.6297 | 188.158 | 11.7359 | 0.17389 | 11.9098 | 3 | 0.17731 | 0.98072 | Cumple | 59.242 | 82.01 | 31.3 | 14 | 327 | 4 | 2276.68 | 2275.3 | 1.517 | 1.487 | 1.83 | 1.8 | 2274.85 | 2273.5 | 0.03 | 4.4089 | 4.3131 | 4.3465 | 365.0307 | 0.059675 | 0.22467 | 0.47165 | 0.6769 | 2.0501 | 2.9422 | 0.20088 | 0.37478 | 1.859 | 2.6353 | 0.12107 | 0.204 | 0.039589 | 0.066707 | 1.7075 | 2.8771 | O.K | O.K | OK | OK | 0.03 | RCH | 0 |  | 2 | 1 | Residual | 30.1 | 1.2 | 1.2 | 30.1303 | AFIRMADO | 0.014 |  | 5.2469e-06 | 16.718 | OK
11 |  | C3 | C4 | 0 |  | 7.626 | 7.626 | 0 | 0 |  | 0.5 | 0.5 | 752.3761 | 0 | 0 | 5737.6198 | 120 | 6.7736 | 0 | 0 | 3.2159 | 21.7832 |  | 21.7832 | 0.75 | 0.011712 | 0.62809 | 187.2417 | 11.9098 | 0.10278 | 12.0125 | 1.8 | 0.10883 | 0.9444 | Cumple | 58.8019 | 82.01 | 11.1 | 14 | 327 | 4 | 2275.3 | 2275.17 | 1.517 | 1.487 | 1.83 | 1.8 | 2273.47 | 2273.37 | 0.03 | 1.1712 | 0.9009 | 1.9865 | 166.8296 | 0.13057 | 0.49158 | 0.58066 | 0.85574 | 1.1535 | 1.6999 | 0.28529 | 0.55272 | 2.2539 | 3.3529 | 0.16397 | 0.26564 | 0.053617 | 0.086863 | 0.48304 | 0.78255 | O.K | O.K | OK | OK | 0.03 | RCH | 0 |  | 2 | 1 | Residual | 9.9 | 1.2 | 1.2 | 9.9005 | AFIRMADO | 0.014 |  | 7.7381e-06 | 4.7336 | OK
12 |  | C4 | C5 | 0 |  | 7.626 | 7.626 | 0 | 0 |  | 0.5 | 0.5 | 752.3761 | 0 | 0 | 5737.6198 | 120 | 6.7736 | 0 | 0 | 3.2159 | 21.7832 |  | 21.7832 | 0.75 | 0.0026293 | 0.62763 | 186.4048 | 12.0125 | 0.095083 | 12.1076 | 2 | 0.088324 | 1.0765 | Cumple | 58.4967 | 82.01 | 11.41 | 14 | 327 | 4 | 2275.17 | 2275.14 | 1.517 | 1.687 | 1.83 | 2 | 2273.34 | 2273.14 | 0.03 | 0.26293 | 1.7528 | 2.7709 | 232.7056 | 0.093608 | 0.35242 | 0.52854 | 0.77702 | 1.4645 | 2.1531 | 0.22992 | 0.45995 | 2.0004 | 2.9812 | 0.13638 | 0.23661 | 0.044595 | 0.077371 | 0.78168 | 1.3562 | O.K | O.K | OK | OK | 0.03 | RCH | 0 |  | 2 | 1 | Residual | 10.21 | 1.2 | 1.2 | 10.212 | AFIRMADO | 0.014 |  | 6.4392e-06 | 7.6593 | OK
13 |  | C5 | C6 | 0 |  | 7.626 | 7.626 | 0 | 0 |  | 0.5 | 0.5 | 752.3761 | 0 | 0 | 5737.6198 | 120 | 6.7736 | 0 | 0 | 3.2159 | 21.7832 |  | 21.7832 | 0.75 | 0.0066788 | 0.62783 | 184.582 | 12.1076 | 0.21115 | 12.3188 | 1.3 | 0.20108 | 1.0501 | Cumple | 57.9434 | 82.01 | 16.47 | 14 | 327 | 4 | 2275.14 | 2275.03 | 1.717 | 1.687 | 2.03 | 2 | 2273.11 | 2273.03 | 0.03 | 0.66788 | 0.48573 | 1.4586 | 122.4991 | 0.17782 | 0.66947 | 0.63362 | 0.93591 | 0.92422 | 1.3652 | 0.33307 | 0.67132 | 2.4608 | 3.841 | 0.18606 | 0.2919 | 0.060841 | 0.095452 | 0.29552 | 0.46364 | O.K | O.K | OK | OK | 0.03 | RCH | 0 |  | 2 | 1 | Residual | 15.27 | 1.2 | 1.2 | 15.2702 | AFIRMADO | 0.014 |  | 9.3984e-06 | 2.8961 | OK
14 |  | C6 | C7 | 0 |  | 7.626 | 7.626 | 0 | 0 |  | 0.5 | 0.5 | 752.3761 | 0 | 0 | 5737.6198 | 120 | 6.7736 | 0 | 0 | 3.2159 | 21.7832 |  | 21.7832 | 0.75 | 0.0079818 | 0.6279 | 183.4595 | 12.3188 | 0.13288 | 12.4517 | 2.2 | 0.13241 | 1.0036 | Cumple | 57.597 | 82.01 | 17.54 | 14 | 327 | 4 | 2275.03 | 2275.17 | 1.717 | 2.187 | 2.03 | 2.5 | 2273 | 2272.67 | 0.03 | 0.79818 | 1.8814 | 2.8707 | 241.0887 | 0.090353 | 0.34017 | 0.52328 | 0.76909 | 1.5022 | 2.2078 | 0.22764 | 0.45178 | 1.9895 | 2.9484 | 0.13519 | 0.23372 | 0.044208 | 0.076427 | 0.83174 | 1.4379 | O.K | O.K | OK | OK | 0.03 | RCH | 0 |  | 2 | 1 | Residual | 16.34 | 1.2 | 1.2 | 16.3433 | AFIRMADO | 0.014 |  | 6.3249e-06 | 8.1496 | OK
15 |  | C7 | C8 | 0 |  | 7.626 | 7.626 | 0 | 0 |  | 0.5 | 0.5 | 752.3761 | 0 | 0 | 5737.6198 | 120 | 6.7736 | 0 | 0 | 3.2159 | 21.7832 |  | 21.7832 | 0.75 | 0.00069396 | 0.62753 | 182.5512 | 12.4517 | 0.10917 | 12.5608 | 2.2 | 0.11041 | 0.98876 | Cumple | 57.2786 | 82.01 | 14.41 | 14 | 327 | 4 | 2275.17 | 2275.18 | 2.217 | 2.487 | 2.53 | 2.8 | 2272.64 | 2272.38 | 0.03 | 0.069396 | 1.8043 | 2.8113 | 236.0964 | 0.092264 | 0.34736 | 0.52638 | 0.77377 | 1.4798 | 2.1753 | 0.22899 | 0.45657 | 1.9959 | 2.9677 | 0.13589 | 0.23542 | 0.044437 | 0.076983 | 0.80178 | 1.389 | O.K | O.K | OK | OK | 0.03 | RCH | 0 |  | 2 | 1 | Residual | 13.21 | 1.2 | 1.2 | 13.2126 | AFIRMADO | 0.014 |  | 6.392e-06 | 7.8562 | OK
16 |  | C8 | C9 | 0 |  | 7.626 | 7.626 | 0 | 0 |  | 0.5 | 0.5 | 752.3761 | 0 | 0 | 5737.6198 | 120 | 6.7736 | 0 | 0 | 3.2159 | 21.7832 |  | 21.7832 | 0.75 | 0.0062714 | 0.62781 | 180.718 | 12.5608 | 0.22487 | 12.7857 | 1.3 | 0.21898 | 1.0269 | Cumple | 56.7286 | 82.01 | 17.54 | 14 | 327 | 4 | 2275.18 | 2275.07 | 2.517 | 2.487 | 2.83 | 2.8 | 2272.35 | 2272.27 | 0.03 | 0.62714 | 0.4561 | 1.4134 | 118.7039 | 0.18351 | 0.69088 | 0.63928 | 0.94449 | 0.90358 | 1.335 | 0.33794 | 0.68559 | 2.4814 | 3.9021 | 0.18822 | 0.29416 | 0.061547 | 0.096191 | 0.28072 | 0.43873 | O.K | O.K | OK | OK | 0.03 | RCH | 0 |  | 2 | 1 | Residual | 16.34 | 1.2 | 1.2 | 16.3402 | AFIRMADO | 0.014 |  | 9.5982e-06 | 2.751 | OK
17 |  | C9 | C10 | 0.29 |  | 7.626 | 7.916 | 0.0029 | 0 |  | 0.5 | 0.5 | 752.3761 | 218.1891 | 0 | 5955.8088 | 120 | 7.0312 | 0.00029 | 0 | 3.2071 | 22.5498 |  | 22.55 | 0.75 | 0.011337 | 0.62807 | 179.1604 | 12.7857 | 0.19602 | 12.9817 | 1.8 | 0.20058 | 0.97725 | Cumple | 56.2623 | 82.01 | 21.17 | 14 | 327 | 4 | 2275.07 | 2274.83 | 2.517 | 2.487 | 2.83 | 2.8 | 2272.24 | 2272.03 | 0.03 | 1.1337 | 0.99197 | 2.0845 | 175.0588 | 0.12881 | 0.46847 | 0.57844 | 0.84387 | 1.2057 | 1.759 | 0.28319 | 0.53731 | 2.2446 | 3.291 | 0.16296 | 0.26131 | 0.053288 | 0.085447 | 0.5286 | 0.84761 | O.K | O.K | OK | OK | 0.03 | RCH | 0 |  | 2 | 1 | Residual | 19.97 | 1.2 | 1.2 | 19.9711 | AFIRMADO | 0.014 |  | 7.5224e-06 | 5.18 | OK
18 |  | C10 | C11 | 0 |  | 7.916 | 7.916 | 0 | 0 |  | 0.5 | 0.5 | 752.3761 | 0 | 0 | 5955.8088 | 120 | 7.0312 | 0 | 0 | 3.2071 | 22.5498 |  | 22.5498 | 0.75 | 0.0043812 | 0.62772 | 177.1984 | 12.9817 | 0.25361 | 13.2353 | 1.2 | 0.27324 | 0.92817 | Cumple | 55.6154 | 82.01 | 18.26 | 14 | 327 | 4 | 2274.83 | 2274.75 | 2.517 | 2.487 | 2.83 | 2.8 | 2272 | 2271.95 | 0.03 | 0.43812 | 0.27382 | 1.0952 | 91.9749 | 0.24517 | 0.89166 | 0.69382 | 1.017 | 0.75985 | 1.1138 | 0.38845 | 0.81944 | 2.6916 | 4.5277 | 0.2096 | 0.30428 | 0.068539 | 0.099498 | 0.18768 | 0.27245 | O.K | O.K | OK | OK | 0.03 | RCH | 0 |  | 2 | 1 | Residual | 17.06 | 1.2 | 1.2 | 17.0601 | AFIRMADO | 0.014 |  | 1.1472e-05 | 1.8392 | OK
19 |  | C11 | C12 | 0 |  | 7.916 | 7.916 | 0 | 0 |  | 0.5 | 0.5 | 752.3761 | 0 | 0 | 5955.8088 | 120 | 7.0312 | 0 | 0 | 3.2071 | 22.5498 |  | 22.5498 | 0.75 | 0.016016 | 0.6283 | 173.662 | 13.2353 | 0.47694 | 13.7123 | 1.2 | 0.47124 | 1.0121 | Cumple | 54.556 | 82.01 | 34.34 | 14 | 327 | 4 | 2274.75 | 2275.3 | 2.517 | 3.187 | 2.83 | 3.5 | 2271.92 | 2271.8 | 0.03 | 1.6016 | 0.34945 | 1.2372 | 103.9023 | 0.21703 | 0.7893 | 0.67032 | 0.98168 | 0.82931 | 1.2145 | 0.36969 | 0.7512 | 2.6142 | 4.1943 | 0.20187 | 0.30178 | 0.066013 | 0.098683 | 0.23068 | 0.34484 | O.K | O.K | OK | OK | 0.03 | RCH | 0 |  | 2 | 1 | Residual | 33.14 | 1.2 | 1.2 | 33.1402 | AFIRMADO | 0.014 |  | 1.0517e-05 | 2.2607 | OK
20 |  | C12 | C13 | 0 |  | 7.916 | 7.916 | 0 | 0 |  | 0.5 | 0.5 | 752.3761 | 0 | 0 | 5955.8088 | 120 | 7.0312 | 0 | 0 | 3.2071 | 22.5498 |  | 22.5498 | 0.75 | 0.027372 | 0.62887 | 173.1371 | 13.7123 | 0.073067 | 13.7853 | 2.5 | 0.075185 | 0.97183 | Cumple | 54.4402 | 82.01 | 10.96 | 14 | 327 | 4 | 2275.3 | 2275 | 3.217 | 3.187 | 3.53 | 3.5 | 2271.77 | 2271.5 | 0.03 | 2.7372 | 2.4635 | 3.2849 | 275.8744 | 0.081739 | 0.29727 | 0.50867 | 0.73961 | 1.6709 | 2.4296 | 0.22118 | 0.42318 | 1.9585 | 2.8331 | 0.13183 | 0.22321 | 0.043107 | 0.072989 | 1.0619 | 1.7981 | O.K | O.K | OK | OK | 0.03 | RCH | 0 |  | 2 | 1 | Residual | 9.76 | 1.2 | 1.2 | 9.7637 | AFIRMADO | 0.014 |  | 5.9245e-06 | 10.4039 | OK
21 |  | C13 | MH6 | 0 |  | 7.916 | 7.916 | 0 | 0 |  | 0.5 | 0.5 | 752.3761 | 0 | 0 | 5955.8088 | 120 | 7.0312 | 0 | 0 | 3.2071 | 22.5498 |  | 22.5498 | 0.75 | 0.064901 | 0.63075 | 172.7292 | 13.7853 | 0.057197 | 13.8425 | 2.2 | 0.054636 | 1.0469 | Cumple | 54.474 | 82.01 | 7.55 | 14 | 327 | 4 | 2275 | 2274.51 | 3.217 | 2.887 | 3.53 | 3.2 | 2271.47 | 2271.31 | 0.03 | 6.4901 | 2.1192 | 3.0467 | 255.8711 | 0.088129 | 0.32051 | 0.5196 | 0.75593 | 1.5831 | 2.3031 | 0.22603 | 0.43868 | 1.9818 | 2.8957 | 0.13436 | 0.22898 | 0.043935 | 0.074877 | 0.93108 | 1.5868 | O.K | O.K | OK | OK | 0.03 | RCH | 0 |  | 2 | 1 | Residual | 6.35 | 1.2 | 1.2 | 6.352 | AFIRMADO | 0.014 |  | 6.1415e-06 | 9.1225 | OK
22 |  | MH6 | MH5 | 0 |  | 7.916 | 7.916 | 0 | 0 |  | 0.5 | 0.5 | 752.3761 | 0 | 0 | 5955.8088 | 120 | 7.0312 | 0 | 0 | 3.2071 | 22.5498 |  | 22.5498 | 0.75 | 0.0056988 | 0.62778 | 166.9578 | 13.8425 | 0.85038 | 14.6929 | 1.3 | 0.78794 | 1.0793 | Cumple | 52.4068 | 82.01 | 66.33 | 14 | 327 | 4 | 2274.51 | 2274.132 | 2.917 | 2.887 | 3.23 | 3.2 | 2271.28 | 2270.932 | 0.03 | 0.56988 | 0.52465 | 1.5159 | 127.312 | 0.17712 | 0.64417 | 0.63291 | 0.92551 | 0.95946 | 1.403 | 0.33246 | 0.65444 | 2.4582 | 3.7696 | 0.18578 | 0.28897 | 0.060752 | 0.094492 | 0.31873 | 0.49575 | O.K | O.K | OK | OK | 0.03 | RCH | 0 |  | 2 | 1 | Residual | 65.13 | 1.2 | 1.2 | 65.1309 | AFIRMADO | 0.014 |  | 9.1622e-06 | 3.1235 | OK
23 |  | MH5 | PTAR | 0 |  | 7.916 | 7.916 | 0 | 0 |  | 0.5 | 0.5 | 752.3761 | 0 | 0 | 5955.8088 | 120 | 7.0312 | 0 | 0 | 3.2071 | 22.5498 |  | 22.5498 | 0.75 | 0.10748 | 0.63287 | 166.2326 | 14.6929 | 0.11258 | 14.8055 | 2 | 0.10701 | 1.0521 | Cumple | 52.6021 | 82.01 | 13.51 | 14 | 327 | 4 | 2274.132 | 2272.68 | 2.917 | 1.687 | 3.23 | 2 | 2270.902 | 2270.68 | 0 | 10.7476 | 1.6432 | 2.6829 | 225.3116 | 0.10008 | 0.36398 | 0.53862 | 0.78433 | 1.445 | 2.1042 | 0.23424 | 0.46766 | 2.0208 | 3.0121 | 0.1386 | 0.23928 | 0.045323 | 0.078246 | 0.74475 | 1.2858 | O.K | O.K | OK | OK | 0 | RCH | 0 |  | 2 | 1 | Residual | 12.31 | 1.2 | 1.2 | 12.312 | AFIRMADO | 0.014 |  | 6.5472e-06 | 7.2976 | OK
|  |  | PRUEBA | 13.1966 | 7.026 | 20.2226 |  |  | 0.6586 | 28.66 | [26 empty] | Total Longitud | 635.69
|  |  |  | 0 |  |  |  |  | 29.32 | [65 empty] | Elaboró
Diana Elizabeth Marín Valencia
|  |  | Otras áreas | [72 empty] | Ingeniera Sanitaria
TP: 05237-244178 ANT
[26 empty] | 0.75 | 5
[25 empty] | 1 | 0.3 | Residencial + Vegetación:
[25 empty] | 2 | 0.45 | Casa Fincas:
[25 empty] | 3 | 0.55 | Residencial+ Jardines:
[25 empty] | 4 | 0.6 | Laderas -Vegetación:
[25 empty] | 5 | 0.75 | Residencial+Impermeables:
[25 empty] | 6 | 0.9 | Zonas Duras:
Note on T6: LizMontes: Para nivel Alto se adoptó Infiltración Media RAS/2000 TABLA D.3.7: 0,2 L/s-hectarea
Note on U6: LizMontes: Para nivel Alto se adoptó Conexiones erradas RAS/2000 TABLA D.3.6: 2 L/s-hectarea
Note on CE6: Representa la longitud en planta real interna entre bordes.
Note on Q12: proyectos: según censo consultor 2025
Note on U16: proyectos: Longitud máxima del tramo de agua residual SIN conexión de SUM
Note on U17: proyectos: Longitud del tramo de agua residual CON conexión de sumideros

## Cantidad de Obra
[32 empty] | PROYECTO: PLAN MAESTRO DE ALCANTARILLADO MOMIL - CORDOBA | [32 empty] | PROYECTO: PLAN MAESTRO DE ALCANTARILLADO MOMIL - CORDOBA
[32 empty] | ALCANTARILLADO RESIDUAL | [32 empty] | ALCANTARILLADO RESIDUAL
[32 empty] | ALCANTARILLADO RESIDUAL | [32 empty] | ALCANTARILLADO RESIDUAL
[31 empty] | CANTIDAD OBRA RED | [33 empty] | CANTIDAD OBRA RED
1 | 2 | 3 | 4 | 5 | 6 | 7 | 8 | 9 | 10 | 11 | 12 | 13 | 14 | 15 | 16 | 17 | 18 | 19 | 20 | 21 | 22 | 23 | 24 | 25 | 26 | 27 | 28 | 29 | 30 | 31 | 32 | 33 | 34 | 35 | 36 | 37 | 38 | 39 | 40 | 41 | 42 | 43 | 44 | 45 | 46 | 47 | 48 | 49 | 50 | 51 | 52 | 53 | 54 | 55 | 56 | 57 | 58 | 59 | 60 | 61 | 62 | 63 | 64 | 65 | 66 | 67 | 68 | 69 | 70 | 71 | 72 | 73 | 74 | 75 | 76 | 77 | 78 | 79 | 80 | 81 | 82 | 83 | 84 | 85 | 86 | 87 | 88 | 89 | 90 | 91 | 92 | 93 | 94 | 95 | 96 | 97 | 98 | 99 | 100 | 101 | 102 | 103 | 104 | 105 | 106 | 107 | 108 | 109 | 110 | 111 | 112 | 113 | 114 | 115 | 116 | 117 | 118 | 119 | 120 | 121 | 122 | 123 | 124 | 125 | 126 | 127 | 128 | 129 | 130 | 131 | 132 | 133 | 134 | 135 | 136 | 137 | 138 | 139 | 140 | 141 | 142 | 143 | 144 | 145 | 146 | 147 | 148 | 149 | 150 | 151 | 152 | 153 | 154 | 155 | 156 | 157 | 158 | 159 | 160 | 161 | 162 | 163 | 164 | 165 |  |  |  |  | 166 | 167 | 168 | 169 | 170 | 171 | 172 | 173 | 174 | 175 | 176 | 177 | 178 | 179 | 180 | 181 | 182 | 183 | 184 | 185 | 186 | 187 | 188 | 189 | 190 | 191 | 192 | 193 | 194 | 195 | 196 | 197 | 198 | 199 | 200 | 201 | 202 |  |  |  |  | 203 | 204 | 205 | 206 | 207 | 208 | 209 | 210 | 211 | 212 | 213 | 214 | 215 | 216 | 217 | 218 | 219 | 220 | 221 | 222 | 223 | 224 | 225 | 226 | 227 | 228 | 229 | 230 | 231 | 232 | 233 | 234 | 235 | 236 | 237 | 238 | 239 | 240 | 241 | 242 | 243 | 244 | 245 | 246 | 247 | 248 | 249 | 250 | 251 |  | 252 | 253 | 254 | 255 | 256 | 257 | 258 | 259 | 260 | 261 | 262 | 263 | 264 | 265 | 266 | 267
TRAMO No. | Arranque | TRAMO |  | LONGITUD REPLANTEO | LONGITUD TUBERIA BORDES INTERNOS | DIAM. | MATERIAL DE TUBERÍA | COTA TERRENO |  | PROF. CLAVE |  | PROF. BATEA |  | COTA BATEA |  | PEND. TER. | PEND. TUBERIA | TRAMO NUEVO /OPTIMIZACIÓN? | TRAMO NUEVO / REPOSICIÓN | REPOSICIÓN I/ME | % | LONG. REAL | ANCHO | DIAM. | DIAM. | Material de la via | TIPO DE ROTURA |  |  | TERRENO NATURAL | LONGITUD ROTURA |  |  | LONGITUD TERRENO NATURAL | VOLUMEN ROTURA |  |  | AREA ZONA VERDE | H. | %MAT | VOL. EXCAVACION MAT. HUMEDO |  |  | VOL. EXCAVACION MAT. SECO |  |  | VOL | ENTIBADO | ENTIBADO |  | TRINCH. | LONG. CIMENTACION |  |  | CIMENTACION |  |  | VOL CIMENTACI TRITURADO | VOL CIMENTACI ARENILLA | % MAT. | VOL. | ARE | VOL. | MAT. | MAT. | VOL. | BOTADA | ESTRUCTURA NUEVA O EXISTENTE (E/N) | NUMERO DE CAMARAS TAPA LOSA | LONGITUD DE CAMARAS TAPA LOSA | NUMERO DE CAMARAS DE INSPECCION | CAM. DE INSPECCION |  |  | TAPAS | ANCLAJE X PEND | P | Ancho de Zanja | B | C | D (Diametro exterior) | LONG. ROTURA Z.V. |  |  |  |  | VOL |  |  |  |  | EXCAV. | [6 empty] | TIPO DE CIMENTACIÓN |  |  |  |  | DOMICILIARES | [36 empty] | PROF. ACTUAL SALIDA (Vertical) | ADECUACIÓN CÁMARAS |  |  | ABOCADA DE TUBERIA |  |  | Adecuación de cañuela | ROTURA TOTAL | ANCHO VIA | AREA VIA | HAY QUE PARCHAR? | VOL | DESPIECE DE TRAMOS EN PVC | [15 empty] | DESPIECE DE TRAMOS EN PE | [11 empty] | DESPIECE DE TRAMOS EN CONCRETO | [13 empty] | SILLETAS | [15 empty] | TIPO DE CIMENTACION SIN ENTIBADO |  |  |  | TIPO DE CIMENTACION CON ENTIBADO |  |  |  | SUMIDEROS NUEVOS | [8 empty] | CAMBIO DE EMPALME SUMIDEROS | [8 empty] | CÁMARAS DE CAÍDA TUBERÍA PVC | [12 empty] | CHEQUEO CÁMARA DE CAÍDA |  |  | Concreto para anclaje por pendiente > 15% en tubería de PVC, colocar dado en las uniones |  | GEOTEXTIL NO TEJIDO (M2/100M2) | AREA DEL TUBO | VOLUMEN DE DESALOJO DE TUBERIA EN DADO EN CONCRETO | ESPESOR DEL DADO | VOLUMEN DE CONCRETO POR ATRAQUE DE TUBERÍA | NUMERO DE PILOTES EN MADERA INMUNIZADA | LONGITUD DE PILOTE POR PROFUNDIDAD | LONGITUD TOTAL DE PILOTES EN MADERA INMUNIZADA | PELDAÑOS EN LA CAMARA | EXCAVACIÓN 0 - 2 PARA CÁMARAS NUEVAS (m3) | EXCAVACIÓN 2 - 4 PARA CÁMARAS NUEVAS (m3) | EXCAVACIÓN >4 PARA CÁMARAS NUEVAS (m3) | RETIRO DE MAT EXCEDENTE (m3) | LLENO CON MAT SELECTO (m3) | PRUEBA | DIFERENCIA | VERIFICACIÓN | CIMENTACIÓN LISA 1 O LISA 2 | RESUMEN DE REDES | PLANO
[8 empty] | SUP. | INF. | SUP. | INF. | SUP. | INF. | SUP. | INF. | [5 empty] | ROCA | TUBERIA | ZANJA | CAMARA | CAMARA |  | ASFALT | ADOQUIN | CONCR |  | ASFALT | ADOQUIN | CONCR |  | ASFALT | ADOQUIN | CONCR |  | PROM | HUMED | 0 - 2 M | 2.01 - 4 M | >4.01M | 0 - 2 M | 2.01 - 4 M | >4.01 M | ROCA |  | TEMP | PERM | AREA | TIPO A | TIPO B | TIPO E | TIPO A | TIPO B | TIPO E | D |  | SELECTO | LLENOS | NILLA | AFIRMADO | SELECTO | PREST. | TUBO | [5 empty] | DE 1.20 | DE 1.50 | DE 2 | [11 empty] | AREN | CONC | AREN |  | EXCAV. BRUTA |  | TOTAL | AREN |  |  | A | B | K |  | EXCAV. NETA |  |  |  | CIMENT. | CONC. POR CIMENT. A1 | DESALOJO TUBERÍA | HAY DOMICILIAR | Nº DE DOM. | L PROMEDIO DOM |  | DOMICILIAR REP INS 60% - 20% ME | DOM NUEVA - REP INS 40% - 80% ME | L REPOSICIÓN | L NUEVA | LONG. EN ZONA VERDE | LONG. EN ANDEN | LONG TOTAL EN PAVIMENTO | ROTURA DE PAVIMENTO | EXC. 0-2 m | LLENOS (SELECTO Ó PRÉSTAMO) | CIMENT. | AFIRMADO | BOTADA | DESALOJO TUBERIA | CAJA DE EMPALME REP INS 60% - 20% ME DOBLE CAJA | CAJA TRAMO NUEVO - DE EMPALME REP INS 40% - 80% ME DOM NUEVA | CAJA DE REGISTRO | CORDON DE 2 CARAS (m) | CORDON DE 3 CARAS (m) | LONGITUG DE ANDEN |  |  |  | ROTURA DE ANDEN |  |  |  | LONGITUD CUNETA |  |  |  | PROFUNDIZAR | ELEVAR | DEMOLER | <400 | >=400 | > 750 | [6 empty] | 99 | 145 | 182 | 227 | 284 | 327 | 362 | 407 | 452 | 595.12 | 823.09 | 747.01 | 899.03 | 974.98 | 1050.93 | SUMA | 99 | 147.7 | 184.6 | 230.8 | 290.8 | 327.8 | 369.4 | 415.6 | 461.8 | 581.8 | 785 | SUMA (m) | 150 | 200 | 250 | 300 | 350 | 375 | 400 | 450 | 500 | 525 | 600 | 675 | 700 | SUMA (m) | 99 | 145 | 182 | 227 | 284 | 327 | 362 | 407 | 452 | 595.12 | 823.09 | 747.01 | 899.03 | 974.98 | 1050.93 | SUMA (m) | A3 | A1 | B1 | C1 | A3 | A1 | B1 | C1 | No de sumid. | Long. de tubería | Rotura Pav. asfaltico. | Excav. | Desalojo | Conc. atraque | Afirm. | Llenos prest. | Botada | No de sumid. | Long. de tubería | Rotura Pav. rigido. | Excav. | Desalojo | Conc. atraque | Afirm. | Llenos prest. | Botada | 99 | 145 | 182 | 227 | 284 | 362 | 407 | 452 | 595.12 | 823.09 | 675 | SUMA | CANTIDAD CÁMARAS | LONG. HORIZ. | CHEQ. LONG. | No Rejilla para adecuar sumideros | Numero de anclajes por tramo | Concreto 21Mpa -m3
|  | DE CAMARA Nº | A CAMARA Nº | (m ) | (m ) |  |  | (m) | (m) | [m] | [m] | [m] | [m] | ( m ) | ( m ) | [%] | [%] | S/N | N/O |  |  | m | m | INICIAL | FINAL |  | S/N | S/N | S/N | S/N | ( m ) | ( m ) | ( m ) | ( m ) | ( m3 ) | ( m3 ) | ( m3 ) | ( m2) | ( m ) |  | ( m3 ) | ( m3 ) | (m3) | ( m3 ) | ( m3 ) | (m3) | (m3) |  | ( m2 ) | ( m2 ) | (m2) | ( m ) | ( m ) | ( m ) | ( m2 ) | ( m2 ) | ( m2 ) | ( m3 ) | ( m3 ) |  | (m3) | ( m3 ) | ( m3 ) | ( m3 ) | ( m3 ) | ( m3 ) | ( m3 ) |  |  |  |  | ( m ) | ( m ) | ( m ) | ( m ) | ( m3 ) |  | m |  |  | m |  | <=2M | 2-4M | >4M | B | ANxP | C | <=2M | 2-4M | >4M | SIN 5% | A | [6 empty] | <=2M | 2-4M | >4M | HPROM *1.10 | [5 empty] | REP | NUEVA | [19 empty] | CONCRETO | VITRIFICADO | ZONA VERDE | GRANITO | CONCRETO | VITRIFICADO | ZONA VERDE | GRANITO | CONCRETO | MEDIA CAÑA | EN V | [82 empty] | m3
[6 empty] | [mm] | [14 empty] | 3 | [9 empty] | 1 | 1 | 1 | 1 | 0.1 | 0.12 | 0.2 |  |  | 50 | [11 empty] | 0 | 0 | 1 | [5 empty] | 20 | [28 empty] | M3 | M3 | M3 |  |  | 0.75 | [13 empty] | 3401 | [9 empty] | 0.1 | [154 empty] | 0.5 |  |  | CÁMARAS NUEVAS |  |  | PROFUNDIDAD DE LAS CÁMARAS |  |  | Rótulos de fila | Máx. de BATEA |  | CUENTA PROF | Profundidad | Cantidad | Porcentaje
0 | [65 empty] | 0 | [209 empty] | TRAMO | CÁMARA INICIAL | NUEVA | TRAMO | CÁMARA | BATEA | C-27A | 1.15 | Menor o igual que 1,2 | 1 | Menor o igual que 1,2 | 170 | 76.58%
[72 empty] | 0 | [203 empty] | 28 | C-27A | N | 28 | C-27A | 1.15 | C-56 | 1.1224 | Menor o igual que 1,2 | 1 | Entre 1,2 y 2 | 31 | 13.96%
1 | 1 | MH21N | MH22 | 33.93 | 32.73 | 327 | PVC | 2277 | 2277.2208 | 1.687 | 1.98 | 2 | 2.5 | 2275 | 2274.7208 | 0.65075 | 0.82287 | S | N |  | 3 | 32.7312 | 0.7016 | 1.2 | 1.2 | NATURAL | N | N | N | S | 0 | 0 | 0 | 33.5492 | 0 | 0 | 0 | 30.248 | 2.3535 | 50 | 24.5028 | 4.3314 |  | 24.5028 | 4.3314 |  | 1.7836 | S | 6.3885 | 25.5538 | 0 | 0 | 0 | 32.73 |  |  | 0.46116 | 15.0938 |  | 20 | #REF! |  | 0 | #REF! | #REF! | #REF! | #REF! | E | 0 | 0 | 0 | 0 | 0 | 0 |  | 0 | 0.75854 | 0.6016 | 0.1 | 0.10354 | 0.355 | 33.5492 | 2 | 0.35354 | 0 | 0 | 0 | 10.7957 | 45.9284 | 8.1188 |  | 54.0472 | 0 | 0.6 | 0.6 | 0.19469 | 0.1868 | 0.04949 | E1 | 44.5506 | 7.8752 |  |  |  |  | 2.5195 | S | #DIV/0! | 0 | 6 | 0 | #DIV/0! |  | #DIV/0! |  | 1.2 | 0 | 0 | #DIV/0! | #DIV/0! | #DIV/0! | 0 | #DIV/0! | #DIV/0! | 0 |  | #DIV/0! |  |  | #DIV/0! |  |  |  | #DIV/0! | 0 | 0 |  |  |  |  | 2 | 0 | 0 | 0 | 2 | 0 | 0 |  | 0 |  | 0 | NO | 0 | #REF! | #REF! | #REF! | #REF! | #REF! | #REF! | #REF! | #REF! | #REF! | #REF! | #REF! | #REF! | #REF! | #REF! | #REF! | #REF! | #REF! | #REF! | #REF! | #REF! | #REF! | #REF! | #REF! | #REF! | #REF! | #REF! | #REF! | #REF! | #REF! | #REF! | #REF! | #REF! | #REF! | #REF! | #REF! | #REF! | #REF! | #REF! | #REF! | #REF! | #REF! | #REF! | #REF! | #REF! | #REF! | #REF! | #REF! | #REF! | #REF! | #REF! | #REF! | #REF! | #REF! | #REF! | #REF! | #REF! | #REF! | #REF! | [10 empty] | 0 | 0 | 0 | 0 | 0 | 0 | 0 |  |  | 0 | 0 | 0 | 0 | 0 | 0 | 0 | 0 | 0 | 0 | 0 | 0 | 0 | 0 | 0 | 0 | 0 | 0 | 0 | 0 | #REF! | #REF! |  | 0 |  | 0.61094 | 0.09898 | 0.079184 | 0.8 | 0.43242 | 10.9 | 2 | 21.8 | 0 | 0 | 0 | 0 | 0 | 0 | 0 | 0 | OK | 1 |  |  | 29 | C-56 | N | 29 | C-56 | 1.1224 | C-57 | 1.6827 | Entre 1,2 y 2 | 1 | Entre 2 y 3 | 15 | 6.757%
2 | 0 | MH22 | MH23 | 11.41 | 10.21 | 327 | PVC | 2277.2208 | 2277.3558 | 2.217 | 2.487 | 2.53 | 2.8 | 2274.6908 | 2274.5558 | 1.1832 | 1.1832 | S | N |  | 3 | 10.2109 | 0.7016 | 1.2 | 1.2 | NATURAL | N | N | N | S | 0 | 0 | 0 | 11.0293 | 0 | 0 | 0 | 9.944 | 2.7685 | 50 | 7.6439 | 2.9373 |  | 7.6439 | 2.9373 |  | 0.65451 | S | 2.5271 | 10.1085 | 0 | 0 | 0 | 10.21 |  |  | 0.46116 | 4.7085 |  | 20 | #REF! |  | 0 | #REF! | #REF! | #REF! | #REF! | E | 0 | 0 | 0 | 0 | 0 | 0 |  | 0 | 0.75854 | 0.6016 | 0.1 | 0.10354 | 0.355 | 11.0293 | 2 | 0.76854 | 0 | 0 | 0 | 3.3677 | 14.3279 | 5.5058 |  | 19.8337 | 0 | 0.6 | 0.6 | 0.19469 | 0.1868 | 0.04949 | E1 | 13.8981 | 5.3406 |  |  |  |  | 0.7645 | S | #DIV/0! | 0 | 6 | 0 | #DIV/0! |  | #DIV/0! |  | 1.2 | 0 | 0 | #DIV/0! | #DIV/0! | #DIV/0! | 0 | #DIV/0! | #DIV/0! | 0 |  | #DIV/0! |  |  | #DIV/0! |  |  |  | #DIV/0! | 0 | 0 |  |  |  |  | 2.53 | 0 | 0 | 0 | 2 | 0 | 0 |  | 0 |  | 0 | NO | 0 | #REF! | #REF! | #REF! | #REF! | #REF! | #REF! | #REF! | #REF! | #REF! | #REF! | #REF! | #REF! | #REF! | #REF! | #REF! | #REF! | #REF! | #REF! | #REF! | #REF! | #REF! | #REF! | #REF! | #REF! | #REF! | #REF! | #REF! | #REF! | #REF! | #REF! | #REF! | #REF! | #REF! | #REF! | #REF! | #REF! | #REF! | #REF! | #REF! | #REF! | #REF! | #REF! | #REF! | #REF! | #REF! | #REF! | #REF! | #REF! | #REF! | #REF! | #REF! | #REF! | #REF! | #REF! | #REF! | #REF! | #REF! | #REF! | [10 empty] | 0 | 0 | 0 | 0 | 0 | 0 | 0 |  |  | 0 | 0 | 0 | 0 | 0 | 0 | 0 | 0 | 0 | 0 | 0 | 0 | 0 | 0 | 0 | 0 | 0 | 0 | 0 | 0 | #REF! | #REF! |  | 0 |  | 0.19058 | 0.09898 | 0.079184 | 0.8 | 0.43242 | 3.4 | 2 | 6.8 | 0 | 0 | 0 | 0 | 0 | 0 | 0 | 0 | OK | 1 |  |  | 30 | C-57 | N | 30 | C-57 | 1.6827 | C-58 | 2.3046 | Entre 2 y 3 | 1 | Entre 3 y 4 | 4 | 1.802%
3 | 0 | MH23 | ALIV24 | 20.81 | 19.61 | 407 | PVC | 2277.3558 | 2277.4774 | 2.4445 | 2.6145 | 2.83 | 3 | 2274.5258 | 2274.4774 | 0.58433 | 0.23258 | S | N |  | 3 | 19.6101 | 0.7016 | 1.2 | 1.2 | CONCRETO | N | N | S | N | 0 | 0 | 19.9823 | 0 | 0 | 0 | 3.6032 | 0 | 3.0462 | 50 | 13.1843 | 6.1837 |  | 13.1843 | 6.1837 |  | 1.2906 | S | 5.0714 | 20.2856 | 0 | 0 | 0 | 19.61 |  |  | 0.47117 | 9.2397 |  | 20 | #REF! |  | 0 | #REF! | #REF! | #REF! | #REF! | E | 0 | 0 | 0 | 0 | 0 | 0 |  | 0 | 0.88125 | 0.6016 | 0.1 | 0.13125 | 0.45 | 0 | 2 | 1.0462 | 0 | 0 | 0 | 6.5079 | 24.7129 | 11.5908 |  | 39.1077 | 0 | 0.6 | 0.6 | 0.22802 | 0.23679 | 0.079522 | E1 | 23.9715 | 11.2431 |  |  |  |  | 2.414 | S | #DIV/0! | 0 | 6 | 0 | #DIV/0! |  | #DIV/0! |  | 1.2 | #DIV/0! | #DIV/0! | #DIV/0! | #DIV/0! | #DIV/0! | 0 | #DIV/0! | #DIV/0! | 0 |  | #DIV/0! |  |  | #DIV/0! |  |  |  | #DIV/0! | 0 | 0 |  |  |  |  | 2.83 | 0 | 0 | 0 | 0 | 2 | 0 |  | #DIV/0! |  | 0 | #DIV/0! | #DIV/0! | #REF! | #REF! | #REF! | #REF! | #REF! | #REF! | #REF! | #REF! | #REF! | #REF! | #REF! | #REF! | #REF! | #REF! | #REF! | #REF! | #REF! | #REF! | #REF! | #REF! | #REF! | #REF! | #REF! | #REF! | #REF! | #REF! | #REF! | #REF! | #REF! | #REF! | #REF! | #REF! | #REF! | #REF! | #REF! | #REF! | #REF! | #REF! | #REF! | #REF! | #REF! | #REF! | #REF! | #REF! | #REF! | #REF! | #REF! | #REF! | #REF! | #REF! | #REF! | #REF! | #REF! | #REF! | #REF! | #REF! | #REF! | #REF! | [10 empty] | 0 | 0 | 0 | 0 | 0 | 0 | 0 |  |  | 0 | 0 | 0 | 0 | 0 | 0 | 0 | 0 | 0 | 0 | 0 | 0 | 0 | 0 | 0 | 0 | 0 | 0 | 0 | 0 | #REF! | #REF! |  | 0 |  | 0.38271 | 0.15904 | 0.12723 | 0.8 | 0.42528 | 6.5 | 2 | 13 | 0 | 0 | 0 | 0 | 0 | 0 | 0 | 0 | OK | 1 |  |  | 31 | C-58 | N | 31 | C-58 | 2.3046 | C-59 | 3.0229 | Entre 3 y 4 | 1 | Entre 4 y 5 | 0 | 0%
4 | 0 | ALIV24 | ALIV25 | 8.83 | 7.63 | 327 | PVC | 2277.4774 | 2277.4774 | 2.717 | 2.887 | 3.03 | 3.2 | 2274.4474 | 2274.2774 | 0 | 1.9253 | S | N |  | 3 | 7.6319 | 0.7016 | 1.2 | 1.2 | CONCRETO | N | N | S | N | 0 | 0 | 8.0353 | 0 | 0 | 0 | 1.4489 | 0 | 3.2185 | 50 | 5.1118 | 2.8794 |  | 5.1118 | 2.8794 |  | 0.53151 | S | 2.2736 | 9.0943 | 0 | 0 | 0 | 7.63 |  |  | 0.46116 | 3.5187 |  | 20 | #REF! |  | 0 | #REF! | #REF! | #REF! | #REF! | E | 0 | 0 | 0 | 0 | 0 | 0 |  | 0 | 0.75854 | 0.6016 | 0.1 | 0.10354 | 0.355 | 0 | 2 | 1.2185 | 0 | 0 | 0 | 2.5167 | 9.5816 | 5.3972 |  | 16.1063 | 0 | 0.6 | 0.6 | 0.19469 | 0.1868 | 0.04949 | E1 | 9.2941 | 5.2353 |  |  |  |  | 0.56344 | S | #DIV/0! | 0 | 6 | 0 | #DIV/0! |  | #DIV/0! |  | 1.2 | #DIV/0! | #DIV/0! | #DIV/0! | #DIV/0! | #DIV/0! | 0 | #DIV/0! | #DIV/0! | 0 |  | #DIV/0! |  |  | #DIV/0! |  |  |  | #DIV/0! | 0 | 0 |  |  |  |  | 3.03 | 0 | 0 | 0 | 2 | 0 | 0 |  | #DIV/0! |  | 0 | #DIV/0! | #DIV/0! | #REF! | #REF! | #REF! | #REF! | #REF! | #REF! | #REF! | #REF! | #REF! | #REF! | #REF! | #REF! | #REF! | #REF! | #REF! | #REF! | #REF! | #REF! | #REF! | #REF! | #REF! | #REF! | #REF! | #REF! | #REF! | #REF! | #REF! | #REF! | #REF! | #REF! | #REF! | #REF! | #REF! | #REF! | #REF! | #REF! | #REF! | #REF! | #REF! | #REF! | #REF! | #REF! | #REF! | #REF! | #REF! | #REF! | #REF! | #REF! | #REF! | #REF! | #REF! | #REF! | #REF! | #REF! | #REF! | #REF! | #REF! | #REF! | [10 empty] | 0 | 0 | 0 | 0 | 0 | 0 | 0 |  |  | 0 | 0 | 0 | 0 | 0 | 0 | 0 | 0 | 0 | 0 | 0 | 0 | 0 | 0 | 0 | 0 | 0 | 0 | 0 | 0 | #REF! | #REF! |  | 0 |  | 0.14242 | 0.09898 | 0.079184 | 0.8 | 0.43242 | 2.5 | 2 | 5 | 0 | 0 | 0 | 0 | 0 | 0 | 0 | 0 | OK | 1 |  |  | 32 | C-59 | N | 32 | C-59 | 3.0229 | CI-28 | 1.5865 | Entre 1,2 y 2 | 1 | Mayor que 5 | 2 | 0.9009%
5 | 0 | ALIV25 | EBAR | 14.69 | 13.49 | 327 | PVC | 2277.4774 | 2277.48 | 2.917 | 3.187 | 3.23 | 3.5 | 2274.2474 | 2273.98 | 0.017699 | 1.8203 | S | N |  | 3 | 13.4926 | 0.7016 | 1.2 | 1.2 | CONCRETO | N | N | S | N | 0 | 0 | 13.8953 | 0 | 0 | 0 | 2.5056 | 0 | 3.4685 | 50 | 9.0605 | 6.3764 |  | 9.0605 | 6.3764 |  | 1.0192 | S | 4.0762 | 16.3049 | 0 | 0 | 0 | 13.49 |  |  | 0.46116 | 6.2211 |  | 20 | #REF! |  | 0 | #REF! | #REF! | #REF! | #REF! | E | 0 | 0 | 0 | 0 | 0 | 0 |  | 0 | 0.75854 | 0.6016 | 0.1 | 0.10354 | 0.355 | 0 | 2 | 1.4685 | 0 | 0 | 0 | 4.4496 | 16.9831 | 11.9521 |  | 30.885 | 0 | 0.6 | 0.6 | 0.19469 | 0.1868 | 0.04949 | E1 | 16.4736 | 11.5935 |  |  |  |  | 1.0201 | S | #DIV/0! | 0 | 6 | 0 | #DIV/0! |  | #DIV/0! |  | 1.2 | #DIV/0! | #DIV/0! | #DIV/0! | #DIV/0! | #DIV/0! | 0 | #DIV/0! | #DIV/0! | 0 |  | #DIV/0! |  |  | #DIV/0! |  |  |  | #DIV/0! | 0 | 0 |  |  |  |  | 3.23 | 0 | 0 | 0 | 2 | 0 | 0 |  | #DIV/0! |  | 0 | #DIV/0! | #DIV/0! | #REF! | #REF! | #REF! | #REF! | #REF! | #REF! | #REF! | #REF! | #REF! | #REF! | #REF! | #REF! | #REF! | #REF! | #REF! | #REF! | #REF! | #REF! | #REF! | #REF! | #REF! | #REF! | #REF! | #REF! | #REF! | #REF! | #REF! | #REF! | #REF! | #REF! | #REF! | #REF! | #REF! | #REF! | #REF! | #REF! | #REF! | #REF! | #REF! | #REF! | #REF! | #REF! | #REF! | #REF! | #REF! | #REF! | #REF! | #REF! | #REF! | #REF! | #REF! | #REF! | #REF! | #REF! | #REF! | #REF! | #REF! | #REF! | [10 empty] | 0 | 0 | 0 | 0 | 0 | 0 | 0 |  |  | 0 | 0 | 0 | 0 | 0 | 0 | 0 | 0 | 0 | 0 | 0 | 0 | 0 | 0 | 0 | 0 | 0 | 0 | 0 | 0 | #REF! | #REF! |  | 0 |  | 0.2518 | 0.09898 | 0.079184 | 0.8 | 0.43242 | 4.5 | 2 | 9 | 0 | 0 | 0 | 0 | 0 | 0 | 0 | 0 | OK | 1 |  |  | 33 | C-27A | N | 33 | C-27A | 1.14 | CI-29 | 1.5867 | Entre 1,2 y 2 | 1 | TOTAL | 222 | 100%
0 | 0 | 0 | 0 | 0 | 0 | 0 | PE | 0 | 0 | 0 | 0 | 0 | 0 | 0 | 0 | 0 | 0 | S | N |  | 3 | 0 | 0 | 0 | 0 | 0 | N | N | N | N | 0 | 0 | 0 | 0 | 0 | 0 | 0 | 0 | #N/A | 50 | #N/A | #N/A | #N/A | #N/A | #N/A | #N/A | #N/A | 0 | 0 | 0 | 0 | 0 | 0 | 0 |  |  | 0 | 0 |  | 20 | #N/A |  | 0 | #N/A | #N/A | #N/A | #N/A |  | 0 | 0 | 0 | 0 | 0 | 0 | 0 | 0 | #N/A | #N/A | #N/A | #N/A | #N/A | 0 | #N/A | #N/A | #N/A | #N/A | 0.03 | #N/A | #N/A | #N/A | #N/A | #N/A | #N/A | 0 | 0 | #N/A | #N/A | #N/A | E1 | #N/A | #N/A | #N/A |  |  |  | #N/A | S | #DIV/0! | 0 | 6 | 0 |  |  | #VALUE! |  | 0 | 0 | 0 | #VALUE! | #VALUE! | #VALUE! | 0 | #VALUE! | #VALUE! | 0 |  |  |  |  | 0 |  |  |  | 0 | 0 | 0 |  |  |  |  | 0 | 0 | 0 | 0 | 0 | 0 | 0 |  | 0 |  | 0 | NO | 0 | #REF! | #REF! | #REF! | #REF! | #REF! | #REF! | #REF! | #REF! | #REF! | #REF! | #REF! | #REF! | #REF! | #REF! | #REF! | #REF! | #REF! | #REF! | #REF! | #REF! | #REF! | #REF! | #REF! | #REF! | #REF! | #REF! | #REF! | #REF! | #REF! | #REF! | #REF! | #REF! | #REF! | #REF! | #REF! | #REF! | #REF! | #REF! | #REF! | #REF! | #REF! | #REF! | #REF! | #REF! | #REF! | #REF! | #REF! | #REF! | #REF! | #REF! | #REF! | #REF! | #REF! | #REF! | #REF! | #REF! | #REF! | #REF! | [10 empty] | 0 | 0 | 0 | 0 | 0 | 0 | 0 |  |  | 0 | 0 | 0 | 0 | 0 | 0 | 0 | 0 | 0 | 0 | 0 | 0 | 0 | 0 | 0 | 0 | 0 | 0 | 0 | 0 | #REF! | #REF! |  | 0 |  | #N/A | #N/A | #N/A | 0.5 | #N/A | 0 | 2 | 0 | 0 | 0 | 0 | 0 | 0 | 0 | 0 | 0 | 0 | 1 |  |  | 34 | CI-28 | N | 34 | CI-28 | 1.5865 | C-278 | 3.5303 | Entre 3 y 4 | 1
6 | 1 | MH8B | MH8A | 95.99 | 94.79 | 284 | PVC | 2282 | 2278 | 1.5315 | 1.5315 | 1.8 | 1.8 | 2280.2 | 2276.2 | 4.1671 | 4.1671 | S | N |  | 3 | 94.8744 | 0.7016 | 1.2 | 1.2 | FLEXIBLE | S | N | N | N | 94.8733 | 0 | 0 | 0 | 8.5538 | 0 | 0 | 0 | 1.9 | 50 | 60.3702 |  |  | 60.3702 |  |  | 3.7342 | S | 14.5905 | 58.3619 | 0 | 0 | 0 | 94.79 |  |  | 0.45163 | 42.8098 |  | 20 | #REF! |  | 0 | #REF! | #REF! | #REF! | #REF! | E | 0 | 0 | 0 | 0 | 0 | 0 |  | 0 | 0.715 | 0.6016 | 0.1 | 0.1 | 0.315 | 0 | 1.9 | 0 | 0 | 0 | 0 | 30.8267 | 113.1587 |  |  | 113.1587 | 0 | 0.6 | 0.6 | 0.18066 | 0.16575 | 0.038966 | E1 | 109.7639 | [5 empty] | 4.6334 | S | #DIV/0! | 0 | 6 | 0 | #DIV/0! |  | #DIV/0! |  | 1.2 | #DIV/0! | #DIV/0! | #DIV/0! | #DIV/0! | #DIV/0! | 0 | #DIV/0! | #DIV/0! | 0 |  | #DIV/0! |  |  | #DIV/0! |  |  |  | #DIV/0! | 0 | 0 |  |  |  |  | 1.8 | 0 | 0 | 0 | 2 | 0 | 0 |  | #DIV/0! |  | 0 | #DIV/0! | #DIV/0! | #REF! | #REF! | #REF! | #REF! | #REF! | #REF! | #REF! | #REF! | #REF! | #REF! | #REF! | #REF! | #REF! | #REF! | #REF! | #REF! | #REF! | #REF! | #REF! | #REF! | #REF! | #REF! | #REF! | #REF! | #REF! | #REF! | #REF! | #REF! | #REF! | #REF! | #REF! | #REF! | #REF! | #REF! | #REF! | #REF! | #REF! | #REF! | #REF! | #REF! | #REF! | #REF! | #REF! | #REF! | #REF! | #REF! | #REF! | #REF! | #REF! | #REF! | #REF! | #REF! | #REF! | #REF! | #REF! | #REF! | #REF! | #REF! | [10 empty] | 0 | 0 | 0 | 0 | 0 | 0 | 0 |  |  | 0 | 0 | 0 | 0 | 0 | 0 | 0 | 0 | 0 | 0 | 0 | 0 | 0 | 0 | 0 | 0 | 0 | 0 | 0 | 0 | #REF! | #REF! |  | 0 |  | 1.7362 | 0.077931 | 0.062345 | 0.8 | 0.43241 | 31.6 | 2 | 63.2 | 0 | 0 | 0 | 0 | 0 | 0 | 0 | 0 | OK | 1 |  |  | 35 | CI-29 | N | 35 | CI-29 | 1.5867 | C-279 | 5.2311 | Mayor que 5 | 1
7 | 0 | MH8A | MH8 | 105.26 | 104.06 | 284 | PVC | 2278 | 2277.34 | 1.5615 | 1.5315 | 1.83 | 1.8 | 2276.17 | 2275.54 | 0.62702 | 0.59852 | S | N |  | 3 | 104.0619 | 0.7016 | 1.2 | 1.2 | FLEXIBLE | S | N | N | N | 104.0621 | 0 | 0 | 0 | 9.3822 | 0 | 0 | 0 | 1.915 | 50 | 66.8005 |  |  | 66.8005 |  |  | 4.132 | S | 16.1258 | 64.5033 | 0 | 0 | 0 | 104.06 |  |  | 0.45163 | 46.9963 |  | 20 | #REF! |  | 0 | #REF! | #REF! | #REF! | #REF! | E | 0 | 0 | 0 | 0 | 0 | 0 |  | 0 | 0.715 | 0.6016 | 0.1 | 0.1 | 0.315 | 0 | 1.915 | 0 | 0 | 0 | 0 | 33.8414 | 125.2118 |  |  | 125.2118 | 0 | 0.6 | 0.6 | 0.18066 | 0.16575 | 0.038966 | E1 | 121.4555 | [5 empty] | 5.0884 | S | #DIV/0! | 0 | 6 | 0 | #DIV/0! |  | #DIV/0! |  | 1.2 | #DIV/0! | #DIV/0! | #DIV/0! | #DIV/0! | #DIV/0! | 0 | #DIV/0! | #DIV/0! | 0 |  | #DIV/0! |  |  | #DIV/0! |  |  |  | #DIV/0! | 0 | 0 |  |  |  |  | 1.83 | 0 | 0 | 0 | 2 | 0 | 0 |  | #DIV/0! |  | 0 | #DIV/0! | #DIV/0! | #REF! | #REF! | #REF! | #REF! | #REF! | #REF! | #REF! | #REF! | #REF! | #REF! | #REF! | #REF! | #REF! | #REF! | #REF! | #REF! | #REF! | #REF! | #REF! | #REF! | #REF! | #REF! | #REF! | #REF! | #REF! | #REF! | #REF! | #REF! | #REF! | #REF! | #REF! | #REF! | #REF! | #REF! | #REF! | #REF! | #REF! | #REF! | #REF! | #REF! | #REF! | #REF! | #REF! | #REF! | #REF! | #REF! | #REF! | #REF! | #REF! | #REF! | #REF! | #REF! | #REF! | #REF! | #REF! | #REF! | #REF! | #REF! | [10 empty] | 0 | 0 | 0 | 0 | 0 | 0 | 0 |  |  | 0 | 0 | 0 | 0 | 0 | 0 | 0 | 0 | 0 | 0 | 0 | 0 | 0 | 0 | 0 | 0 | 0 | 0 | 0 | 0 | #REF! | #REF! |  | 0 |  | 1.906 | 0.077931 | 0.062345 | 0.8 | 0.43241 | 34.7 | 2 | 69.4 | 0 | 0 | 0 | 0 | 0 | 0 | 0 | 0 | OK | 1 |  |  | 36 | C-278 | N | 36 | C-278 | 3.5303 | C-280 | 1.0893 | Menor o igual que 1,2 | 1
8 | 0 | MH8 | C1 | 26.25 | 25.05 | 327 | PVC | 2277.34 | 2277.9 | 1.517 | 2.187 | 1.83 | 2.5 | 2275.51 | 2275.4 | 2.1333 | 0.41905 | S | N |  | 3 | 25.0502 | 0.7016 | 1.2 | 1.2 | FLEXIBLE | S | N | N | N | 25.056 | 0 | 0 | 0 | 2.259 | 0 | 0 | 0 | 2.2685 | 50 | 16.8771 | 0.64224 |  | 16.8771 | 0.64224 |  | 1.1997 | S | 4.7639 | 19.0557 | 0 | 0 | 0 | 25.05 |  |  | 0.46116 | 11.5521 |  | 20 | #REF! |  | 0 | #REF! | #REF! | #REF! | #REF! | E | 0 | 0 | 0 | 0 | 0 | 0 |  | 0 | 0.75854 | 0.6016 | 0.1 | 0.10354 | 0.355 | 0 | 2 | 0.26854 | 0 | 0 | 0 | 8.2626 | 31.6346 | 1.2038 |  | 36.3543 | 0 | 0.6 | 0.6 | 0.19469 | 0.1868 | 0.04949 | E1 | 30.6856 | 1.1677 |  |  |  |  | 1.921 | S | #DIV/0! | 0 | 6 | 0 | #DIV/0! |  | #DIV/0! |  | 1.2 | #DIV/0! | #DIV/0! | #DIV/0! | #DIV/0! | #DIV/0! | 0 | #DIV/0! | #DIV/0! | 0 |  | #DIV/0! |  |  | #DIV/0! |  |  |  | #DIV/0! | 0 | 0 |  |  |  |  | 1.83 | 0 | 0 | 0 | 2 | 0 | 0 |  | #DIV/0! |  | 0 | #DIV/0! | #DIV/0! | #REF! | #REF! | #REF! | #REF! | #REF! | #REF! | #REF! | #REF! | #REF! | #REF! | #REF! | #REF! | #REF! | #REF! | #REF! | #REF! | #REF! | #REF! | #REF! | #REF! | #REF! | #REF! | #REF! | #REF! | #REF! | #REF! | #REF! | #REF! | #REF! | #REF! | #REF! | #REF! | #REF! | #REF! | #REF! | #REF! | #REF! | #REF! | #REF! | #REF! | #REF! | #REF! | #REF! | #REF! | #REF! | #REF! | #REF! | #REF! | #REF! | #REF! | #REF! | #REF! | #REF! | #REF! | #REF! | #REF! | #REF! | #REF! | [10 empty] | 0 | 0 | 0 | 0 | 0 | 0 | 0 |  |  | 0 | 0 | 0 | 0 | 0 | 0 | 0 | 0 | 0 | 0 | 0 | 0 | 0 | 0 | 0 | 0 | 0 | 0 | 0 | 0 | #REF! | #REF! |  | 0 |  | 0.46758 | 0.09898 | 0.079184 | 0.8 | 0.43242 | 8.4 | 2 | 16.8 | 0 | 0 | 0 | 0 | 0 | 0 | 0 | 0 | OK | 1 |  |  | 37 | C-279 | N | 37 | C-279 | 5.2311 | C-242 | 0.6 | Menor o igual que 1,2 | 1
9 | 0 | C1 | C2 | 26.63 | 25.43 | 327 | PVC | 2277.9 | 2276.68 | 2.217 | 1.487 | 2.53 | 1.8 | 2275.37 | 2274.88 | 4.5813 | 1.84 | S | N |  | 3 | 25.4347 | 0.7016 | 1.2 | 1.2 | AFIRMADO | N | N | N | N | 0 | 0 | 0 | 0 | 0 | 0 | 0 | 0 | 2.2685 | 50 | 19.0406 | 2.5566 |  | 19.0406 | 2.5566 |  | 1.3359 | S | 4.8329 | 19.3316 | 0 | 0 | 0 | 25.43 |  |  | 0.46116 | 11.7273 |  | 20 | #REF! |  | 0 | #REF! | #REF! | #REF! | #REF! | E | 0 | 0 | 0 | 0 | 0 | 0 |  | 0 | 0.75854 | 0.6016 | 0.1 | 0.10354 | 0.355 | 0 | 2 | 0.26854 | 0 | 0 | 0 | 8.3879 | 35.69 | 4.7921 |  | 40.4821 | 0 | 0.6 | 0.6 | 0.19469 | 0.1868 | 0.04949 | E1 | 34.6193 | 4.6484 |  |  |  |  | 1.9506 | S | #DIV/0! | 0 | 6 | 0 | #DIV/0! |  | #DIV/0! |  | 1.2 | 0 | 0 | #DIV/0! | #DIV/0! | #DIV/0! | 0 | #DIV/0! | #DIV/0! | 0 |  | #DIV/0! |  |  | #DIV/0! |  |  |  | #DIV/0! | 0 | 0 |  |  |  |  | 2.53 | 0 | 0 | 0 | 2 | 0 | 0 |  | 0 |  | 0 | NO | 0 | #REF! | #REF! | #REF! | #REF! | #REF! | #REF! | #REF! | #REF! | #REF! | #REF! | #REF! | #REF! | #REF! | #REF! | #REF! | #REF! | #REF! | #REF! | #REF! | #REF! | #REF! | #REF! | #REF! | #REF! | #REF! | #REF! | #REF! | #REF! | #REF! | #REF! | #REF! | #REF! | #REF! | #REF! | #REF! | #REF! | #REF! | #REF! | #REF! | #REF! | #REF! | #REF! | #REF! | #REF! | #REF! | #REF! | #REF! | #REF! | #REF! | #REF! | #REF! | #REF! | #REF! | #REF! | #REF! | #REF! | #REF! | #REF! | [10 empty] | 0 | 0 | 0 | 0 | 0 | 0 | 0 |  |  | 0 | 0 | 0 | 0 | 0 | 0 | 0 | 0 | 0 | 0 | 0 | 0 | 0 | 0 | 0 | 0 | 0 | 0 | 0 | 0 | #REF! | #REF! |  | 0 |  | 0.47468 | 0.09898 | 0.079184 | 0.8 | 0.43242 | 8.5 | 2 | 17 | 0 | 0 | 0 | 0 | 0 | 0 | 0 | 0 | OK | 1 |  |  | 38 | C-280 | N | 38 | C-280 | 1.0893 | CI-116A | 1.64 | Entre 1,2 y 2 | 1
10 | 0 | C2 | C3 | 31.3 | 30.1 | 327 | PVC | 2276.68 | 2275.3 | 1.517 | 1.487 | 1.83 | 1.8 | 2274.85 | 2273.5 | 4.4089 | 4.3131 | S | N |  | 3 | 30.1303 | 0.7016 | 1.2 | 1.2 | AFIRMADO | N | N | N | N | 0 | 0 | 0 | 0 | 0 | 0 | 0 | 0 | 1.9185 | 50 | 21.6371 |  |  | 21.6371 |  |  | 1.3384 | S | 4.804 | 19.2161 | 0 | 0 | 0 | 30.1 |  |  | 0.46116 | 13.881 |  | 20 | #REF! |  | 0 | #REF! | #REF! | #REF! | #REF! | E | 0 | 0 | 0 | 0 | 0 | 0 |  | 0 | 0.75854 | 0.6016 | 0.1 | 0.10354 | 0.355 | 0 | 1.9185 | 0 | 0 | 0 | 0 | 9.9283 | 40.5568 |  |  | 40.5568 | 0 | 0.6 | 0.6 | 0.19469 | 0.1868 | 0.04949 | E1 | 39.3401 | [5 empty] | 2.3146 | S | #DIV/0! | 0 | 6 | 0 | #DIV/0! |  | #DIV/0! |  | 1.2 | 0 | 0 | #DIV/0! | #DIV/0! | #DIV/0! | 0 | #DIV/0! | #DIV/0! | 0 |  | #DIV/0! |  |  | #DIV/0! |  |  |  | #DIV/0! | 0 | 0 |  |  |  |  | 1.83 | 0 | 0 | 0 | 2 | 0 | 0 |  | 0 |  | 0 | NO | 0 | #REF! | #REF! | #REF! | #REF! | #REF! | #REF! | #REF! | #REF! | #REF! | #REF! | #REF! | #REF! | #REF! | #REF! | #REF! | #REF! | #REF! | #REF! | #REF! | #REF! | #REF! | #REF! | #REF! | #REF! | #REF! | #REF! | #REF! | #REF! | #REF! | #REF! | #REF! | #REF! | #REF! | #REF! | #REF! | #REF! | #REF! | #REF! | #REF! | #REF! | #REF! | #REF! | #REF! | #REF! | #REF! | #REF! | #REF! | #REF! | #REF! | #REF! | #REF! | #REF! | #REF! | #REF! | #REF! | #REF! | #REF! | #REF! | [10 empty] | 0 | 0 | 0 | 0 | 0 | 0 | 0 |  |  | 0 | 0 | 0 | 0 | 0 | 0 | 0 | 0 | 0 | 0 | 0 | 0 | 0 | 0 | 0 | 0 | 0 | 0 | 0 | 0 | #REF! | #REF! |  | 0 |  | 0.56185 | 0.09898 | 0.079184 | 0.8 | 0.43242 | 10 | 2 | 20 | 0 | 0 | 0 | 0 | 0 | 0 | 0 | 0 | OK | 1 |  |  | 70 | C-242 | N | 70 | C-242 | 0.6 | C-275 | 1.6008 | Entre 1,2 y 2 | 1
11 | 0 | C3 | C4 | 11.1 | 9.9 | 327 | PVC | 2275.3 | 2275.17 | 1.517 | 1.487 | 1.83 | 1.8 | 2273.47 | 2273.37 | 1.1712 | 0.9009 | S | N |  | 3 | 9.9005 | 0.7016 | 1.2 | 1.2 | AFIRMADO | N | N | N | N | 0 | 0 | 0 | 0 | 0 | 0 | 0 | 0 | 1.9185 | 50 | 7.1097 |  |  | 7.1097 |  |  | 0.43978 | S | 1.7037 | 6.8147 | 0 | 0 | 0 | 9.9 |  |  | 0.46116 | 4.5655 |  | 20 | #REF! |  | 0 | #REF! | #REF! | #REF! | #REF! | E | 0 | 0 | 0 | 0 | 0 | 0 |  | 0 | 0.75854 | 0.6016 | 0.1 | 0.10354 | 0.355 | 0 | 1.9185 | 0 | 0 | 0 | 0 | 3.2654 | 13.3266 |  |  | 13.3266 | 0 | 0.6 | 0.6 | 0.19469 | 0.1868 | 0.04949 | E1 | 12.9268 | [5 empty] | 0.74035 | S | #DIV/0! | 0 | 6 | 0 | #DIV/0! |  | #DIV/0! |  | 1.2 | 0 | 0 | #DIV/0! | #DIV/0! | #DIV/0! | 0 | #DIV/0! | #DIV/0! | 0 |  | #DIV/0! |  |  | #DIV/0! |  |  |  | #DIV/0! | 0 | 0 |  |  |  |  | 1.83 | 0 | 0 | 0 | 2 | 0 | 0 |  | 0 |  | 0 | NO | 0 | #REF! | #REF! | #REF! | #REF! | #REF! | #REF! | #REF! | #REF! | #REF! | #REF! | #REF! | #REF! | #REF! | #REF! | #REF! | #REF! | #REF! | #REF! | #REF! | #REF! | #REF! | #REF! | #REF! | #REF! | #REF! | #REF! | #REF! | #REF! | #REF! | #REF! | #REF! | #REF! | #REF! | #REF! | #REF! | #REF! | #REF! | #REF! | #REF! | #REF! | #REF! | #REF! | #REF! | #REF! | #REF! | #REF! | #REF! | #REF! | #REF! | #REF! | #REF! | #REF! | #REF! | #REF! | #REF! | #REF! | #REF! | #REF! | [10 empty] | 0 | 0 | 0 | 0 | 0 | 0 | 0 |  |  | 0 | 0 | 0 | 0 | 0 | 0 | 0 | 0 | 0 | 0 | 0 | 0 | 0 | 0 | 0 | 0 | 0 | 0 | 0 | 0 | #REF! | #REF! |  | 0 |  | 0.18479 | 0.09898 | 0.079184 | 0.8 | 0.43242 | 3.3 | 2 | 6.6 | 0 | 0 | 0 | 0 | 0 | 0 | 0 | 0 | OK | 1 |  |  | 96 | CI-116A | N | 96 | CI-116A | 1.64 | C-276 | 1.092 | Menor o igual que 1,2 | 1
12 | 0 | C4 | C5 | 11.41 | 10.21 | 327 | PVC | 2275.17 | 2275.14 | 1.517 | 1.687 | 1.83 | 2 | 2273.34 | 2273.14 | 0.26293 | 1.7528 | S | N |  | 3 | 10.212 | 0.7016 | 1.2 | 1.2 | AFIRMADO | N | N | N | N | 0 | 0 | 0 | 0 | 0 | 0 | 0 | 0 | 2.0185 | 50 | 7.6447 | 0.070873 |  | 7.6447 | 0.070873 |  | 0.47725 | S | 1.8425 | 7.3701 | 0 | 0 | 0 | 10.21 |  |  | 0.46116 | 4.7085 |  | 20 | #REF! |  | 0 | #REF! | #REF! | #REF! | #REF! | E | 0 | 0 | 0 | 0 | 0 | 0 |  | 0 | 0.75854 | 0.6016 | 0.1 | 0.10354 | 0.355 | 0 | 2 | 0.018542 | 0 | 0 | 0 | 3.3677 | 14.3294 | 0.13285 |  | 14.4623 | 0 | 0.6 | 0.6 | 0.19469 | 0.1868 | 0.04949 | E1 | 13.8995 | 0.12886 |  |  |  |  | 0.7645 | S | #DIV/0! | 0 | 6 | 0 | #DIV/0! |  | #DIV/0! |  | 1.2 | 0 | 0 | #DIV/0! | #DIV/0! | #DIV/0! | 0 | #DIV/0! | #DIV/0! | 0 |  | #DIV/0! |  |  | #DIV/0! |  |  |  | #DIV/0! | 0 | 0 |  |  |  |  | 1.83 | 0 | 0 | 0 | 2 | 0 | 0 |  | 0 |  | 0 | NO | 0 | #REF! | #REF! | #REF! | #REF! | #REF! | #REF! | #REF! | #REF! | #REF! | #REF! | #REF! | #REF! | #REF! | #REF! | #REF! | #REF! | #REF! | #REF! | #REF! | #REF! | #REF! | #REF! | #REF! | #REF! | #REF! | #REF! | #REF! | #REF! | #REF! | #REF! | #REF! | #REF! | #REF! | #REF! | #REF! | #REF! | #REF! | #REF! | #REF! | #REF! | #REF! | #REF! | #REF! | #REF! | #REF! | #REF! | #REF! | #REF! | #REF! | #REF! | #REF! | #REF! | #REF! | #REF! | #REF! | #REF! | #REF! | #REF! | [10 empty] | 0 | 0 | 0 | 0 | 0 | 0 | 0 |  |  | 0 | 0 | 0 | 0 | 0 | 0 | 0 | 0 | 0 | 0 | 0 | 0 | 0 | 0 | 0 | 0 | 0 | 0 | 0 | 0 | #REF! | #REF! |  | 0 |  | 0.19058 | 0.09898 | 0.079184 | 0.8 | 0.43242 | 3.4 | 2 | 6.8 | 0 | 0 | 0 | 0 | 0 | 0 | 0 | 0 | OK | 1 |  |  | 97 | C-275 | N | 97 | C-275 | 1.6008 | CI-127 | 1.32 | Entre 1,2 y 2 | 1
13 | 0 | C5 | C6 | 16.47 | 15.27 | 327 | PVC | 2275.14 | 2275.03 | 1.717 | 1.687 | 2.03 | 2 | 2273.11 | 2273.03 | 0.66788 | 0.48573 | S | N |  | 3 | 15.2702 | 0.7016 | 1.2 | 1.2 | AFIRMADO | N | N | N | N | 0 | 0 | 0 | 0 | 0 | 0 | 0 | 0 | 2.1185 | 50 | 11.4314 | 0.67755 |  | 11.4314 | 0.67755 |  | 0.74901 | S | 2.7914 | 11.1656 | 0 | 0 | 0 | 15.27 |  |  | 0.46116 | 7.0419 |  | 20 | #REF! |  | 0 | #REF! | #REF! | #REF! | #REF! | E | 0 | 0 | 0 | 0 | 0 | 0 |  | 0 | 0.75854 | 0.6016 | 0.1 | 0.10354 | 0.355 | 0 | 2 | 0.11854 | 0 | 0 | 0 | 5.0367 | 21.4272 | 1.27 |  | 22.6972 | 0 | 0.6 | 0.6 | 0.19469 | 0.1868 | 0.04949 | E1 | 20.7843 | 1.2319 |  |  |  |  | 1.1588 | S | #DIV/0! | 0 | 6 | 0 | #DIV/0! |  | #DIV/0! |  | 1.2 | 0 | 0 | #DIV/0! | #DIV/0! | #DIV/0! | 0 | #DIV/0! | #DIV/0! | 0 |  | #DIV/0! |  |  | #DIV/0! |  |  |  | #DIV/0! | 0 | 0 |  |  |  |  | 2.03 | 0 | 0 | 0 | 2 | 0 | 0 |  | 0 |  | 0 | NO | 0 | #REF! | #REF! | #REF! | #REF! | #REF! | #REF! | #REF! | #REF! | #REF! | #REF! | #REF! | #REF! | #REF! | #REF! | #REF! | #REF! | #REF! | #REF! | #REF! | #REF! | #REF! | #REF! | #REF! | #REF! | #REF! | #REF! | #REF! | #REF! | #REF! | #REF! | #REF! | #REF! | #REF! | #REF! | #REF! | #REF! | #REF! | #REF! | #REF! | #REF! | #REF! | #REF! | #REF! | #REF! | #REF! | #REF! | #REF! | #REF! | #REF! | #REF! | #REF! | #REF! | #REF! | #REF! | #REF! | #REF! | #REF! | #REF! | [10 empty] | 0 | 0 | 0 | 0 | 0 | 0 | 0 |  |  | 0 | 0 | 0 | 0 | 0 | 0 | 0 | 0 | 0 | 0 | 0 | 0 | 0 | 0 | 0 | 0 | 0 | 0 | 0 | 0 | #REF! | #REF! |  | 0 |  | 0.28503 | 0.09898 | 0.079184 | 0.8 | 0.43242 | 5.1 | 2 | 10.2 | 0 | 0 | 0 | 0 | 0 | 0 | 0 | 0 | OK | 1 |  |  | 98 | C-276 | N | 98 | C-276 | 1.092 | C-269 | 1.5261 | Entre 1,2 y 2 | 1
14 | 0 | C6 | C7 | 17.54 | 16.34 | 327 | PVC | 2275.03 | 2275.17 | 1.717 | 2.187 | 2.03 | 2.5 | 2273 | 2272.67 | 0.79818 | 1.8814 | S | N |  | 3 | 16.3433 | 0.7016 | 1.2 | 1.2 | AFIRMADO | N | N | N | N | 0 | 0 | 0 | 0 | 0 | 0 | 0 | 0 | 2.3685 | 50 | 12.2347 | 2.2545 |  | 12.2347 | 2.2545 |  | 0.89624 | S | 3.3235 | 13.2942 | 0 | 0 | 0 | 16.34 |  |  | 0.46116 | 7.5354 |  | 20 | #REF! |  | 0 | #REF! | #REF! | #REF! | #REF! | E | 0 | 0 | 0 | 0 | 0 | 0 |  | 0 | 0.75854 | 0.6016 | 0.1 | 0.10354 | 0.355 | 0 | 2 | 0.36854 | 0 | 0 | 0 | 5.3896 | 22.933 | 4.2259 |  | 27.1588 | 0 | 0.6 | 0.6 | 0.19469 | 0.1868 | 0.04949 | E1 | 22.245 | 4.0991 |  |  |  |  | 1.2422 | S | #DIV/0! | 0 | 6 | 0 | #DIV/0! |  | #DIV/0! |  | 1.2 | 0 | 0 | #DIV/0! | #DIV/0! | #DIV/0! | 0 | #DIV/0! | #DIV/0! | 0 |  | #DIV/0! |  |  | #DIV/0! |  |  |  | #DIV/0! | 0 | 0 |  |  |  |  | 2.03 | 0 | 0 | 0 | 2 | 0 | 0 |  | 0 |  | 0 | NO | 0 | #REF! | #REF! | #REF! | #REF! | #REF! | #REF! | #REF! | #REF! | #REF! | #REF! | #REF! | #REF! | #REF! | #REF! | #REF! | #REF! | #REF! | #REF! | #REF! | #REF! | #REF! | #REF! | #REF! | #REF! | #REF! | #REF! | #REF! | #REF! | #REF! | #REF! | #REF! | #REF! | #REF! | #REF! | #REF! | #REF! | #REF! | #REF! | #REF! | #REF! | #REF! | #REF! | #REF! | #REF! | #REF! | #REF! | #REF! | #REF! | #REF! | #REF! | #REF! | #REF! | #REF! | #REF! | #REF! | #REF! | #REF! | #REF! | [10 empty] | 0 | 0 | 0 | 0 | 0 | 0 | 0 |  |  | 0 | 0 | 0 | 0 | 0 | 0 | 0 | 0 | 0 | 0 | 0 | 0 | 0 | 0 | 0 | 0 | 0 | 0 | 0 | 0 | #REF! | #REF! |  | 0 |  | 0.305 | 0.09898 | 0.079184 | 0.8 | 0.43242 | 5.4 | 2 | 10.8 | 0 | 0 | 0 | 0 | 0 | 0 | 0 | 0 | OK | 1 |  |  | 108 | CI-127 | N | 108 | CI-127 | 1.32 | C-200 | 0.6 | Menor o igual que 1,2 | 1
15 | 0 | C7 | C8 | 14.41 | 13.21 | 327 | PVC | 2275.17 | 2275.18 | 2.217 | 2.487 | 2.53 | 2.8 | 2272.64 | 2272.38 | 0.069396 | 1.8043 | S | N |  | 3 | 13.2126 | 0.7016 | 1.2 | 1.2 | AFIRMADO | N | N | N | N | 0 | 0 | 0 | 0 | 0 | 0 | 0 | 0 | 2.7685 | 50 | 9.891 | 3.8008 |  | 9.891 | 3.8008 |  | 0.84692 | S | 3.1916 | 12.7663 | 0 | 0 | 0 | 13.21 |  |  | 0.46116 | 6.0919 |  | 20 | 22.1387 |  | 0 | 4.4277 | 17.7109 | FALSE | 23.8029 | E | 0 | 0 | 0 | 0 | 0 | 0 |  | 0 | 0.75854 | 0.6016 | 0.1 | 0.10354 | 0.355 | 0 | 2 | 0.76854 | 0 | 0 | 0 | 4.3572 | 18.5399 | 7.1243 |  | 25.6642 | 0 | 0.6 | 0.6 | 0.19469 | 0.1868 | 0.04949 | E1 | 17.9837 | 6.9106 |  |  |  |  | 0.9983 | S | #DIV/0! | 0 | 6 | 0 | #DIV/0! |  | #DIV/0! |  | 1.2 | 0 | 0 | #DIV/0! | #DIV/0! | #DIV/0! | 0 | #DIV/0! | #DIV/0! | 0 |  | #DIV/0! |  |  | #DIV/0! |  |  |  | #DIV/0! | 0 | 0 |  |  |  |  | 2.53 | 0 | 0 | 0 | 2 | 0 | 0 |  | 0 |  | 0 | NO | 0 | #REF! | #REF! | #REF! | #REF! | #REF! | #REF! | #REF! | #REF! | #REF! | #REF! | #REF! | #REF! | #REF! | #REF! | #REF! | #REF! | #REF! | #REF! | #REF! | #REF! | #REF! | #REF! | #REF! | #REF! | #REF! | #REF! | #REF! | #REF! | #REF! | #REF! | #REF! | #REF! | #REF! | #REF! | #REF! | #REF! | #REF! | #REF! | #REF! | #REF! | #REF! | #REF! | #REF! | #REF! | #REF! | #REF! | #REF! | #REF! | #REF! | #REF! | #REF! | #REF! | #REF! | #REF! | #REF! | #REF! | #REF! | #REF! | [10 empty] | 0 | 0 | 0 | 0 | 0 | 0 | 0 |  |  | 0 | 0 | 0 | 0 | 0 | 0 | 0 | 0 | 0 | 0 | 0 | 0 | 0 | 0 | 0 | 0 | 0 | 0 | 0 | 0 | #REF! | #REF! |  | 0 |  | 0.24658 | 0.09898 | 0.079184 | 0.8 | 0.43242 | 4.4 | 2 | 8.8 | 0 | 0 | 0 | 0 | 0 | 0 | 0 | 0 | OK | 1 |  |  | 109 | C-269 | N | 109 | C-269 | 1.5261 | C-201 | 0.99728 | Menor o igual que 1,2 | 1
16 | 0 | C8 | C9 | 17.54 | 16.34 | 327 | PVC | 2275.18 | 2275.07 | 2.517 | 2.487 | 2.83 | 2.8 | 2272.35 | 2272.27 | 0.62714 | 0.4561 | S | N |  | 3 | 16.3402 | 0.7016 | 1.2 | 1.2 | AFIRMADO | N | N | N | N | 0 | 0 | 0 | 0 | 0 | 0 | 0 | 0 | 2.9185 | 50 | 12.2324 | 5.618 |  | 12.2324 | 5.618 |  | 1.1041 | S | 4.0953 | 16.3812 | 0 | 0 | 0 | 16.34 |  |  | 0.46116 | 7.5354 |  | 20 | #REF! |  | 0 | #REF! | #REF! | #REF! | #REF! | E | 0 | 0 | 0 | 0 | 0 | 0 |  | 0 | 0.75854 | 0.6016 | 0.1 | 0.10354 | 0.355 | 0 | 2 | 0.91854 | 0 | 0 | 0 | 5.3896 | 22.9286 | 10.5304 |  | 33.459 | 0 | 0.6 | 0.6 | 0.19469 | 0.1868 | 0.04949 | E1 | 22.2407 | 10.2145 |  |  |  |  | 1.2422 | S | #DIV/0! | 0 | 6 | 0 | #DIV/0! |  | #DIV/0! |  | 1.2 | 0 | 0 | #DIV/0! | #DIV/0! | #DIV/0! | 0 | #DIV/0! | #DIV/0! | 0 |  | #DIV/0! |  |  | #DIV/0! |  |  |  | #DIV/0! | 0 | 0 |  |  |  |  | 2.83 | 0 | 0 | 0 | 2 | 0 | 0 |  | 0 |  | 0 | NO | 0 | #REF! | #REF! | #REF! | #REF! | #REF! | #REF! | #REF! | #REF! | #REF! | #REF! | #REF! | #REF! | #REF! | #REF! | #REF! | #REF! | #REF! | #REF! | #REF! | #REF! | #REF! | #REF! | #REF! | #REF! | #REF! | #REF! | #REF! | #REF! | #REF! | #REF! | #REF! | #REF! | #REF! | #REF! | #REF! | #REF! | #REF! | #REF! | #REF! | #REF! | #REF! | #REF! | #REF! | #REF! | #REF! | #REF! | #REF! | #REF! | #REF! | #REF! | #REF! | #REF! | #REF! | #REF! | #REF! | #REF! | #REF! | #REF! | [10 empty] | 0 | 0 | 0 | 0 | 0 | 0 | 0 |  |  | 0 | 0 | 0 | 0 | 0 | 0 | 0 | 0 | 0 | 0 | 0 | 0 | 0 | 0 | 0 | 0 | 0 | 0 | 0 | 0 | #REF! | #REF! |  | 0 |  | 0.305 | 0.09898 | 0.079184 | 0.8 | 0.43242 | 5.4 | 2 | 10.8 | 0 | 0 | 0 | 0 | 0 | 0 | 0 | 0 | OK | 1 |  |  | 115 | C-200 | N | 115 | C-200 | 0.6 | C-202 | 0.35226 | Menor o igual que 1,2 | 1
17 | 0 | C9 | C10 | 21.17 | 19.97 | 327 | PVC | 2275.07 | 2274.83 | 2.517 | 2.487 | 2.83 | 2.8 | 2272.24 | 2272.03 | 1.1337 | 0.99197 | S | N |  | 3 | 19.9711 | 0.7016 | 1.2 | 1.2 | AFIRMADO | N | N | N | N | 0 | 0 | 0 | 0 | 0 | 0 | 0 | 0 | 2.9185 | 50 | 14.9505 | 6.8663 |  | 14.9505 | 6.8663 |  | 1.3495 | S | 4.9428 | 19.7714 | 0 | 0 | 0 | 19.97 |  |  | 0.46116 | 9.2094 |  | 20 | #REF! |  | 0 | #REF! | #REF! | #REF! | #REF! | E | 0 | 0 | 0 | 0 | 0 | 0 |  | 0 | 0.75854 | 0.6016 | 0.1 | 0.10354 | 0.355 | 0 | 2 | 0.91854 | 0 | 0 | 0 | 6.587 | 28.0235 | 12.8704 |  | 40.8938 | 0 | 0.6 | 0.6 | 0.19469 | 0.1868 | 0.04949 | E1 | 27.1827 | 12.4842 |  |  |  |  | 1.5251 | S | #DIV/0! | 0 | 6 | 0 | #DIV/0! |  | #DIV/0! |  | 1.2 | 0 | 0 | #DIV/0! | #DIV/0! | #DIV/0! | 0 | #DIV/0! | #DIV/0! | 0 |  | #DIV/0! |  |  | #DIV/0! |  |  |  | #DIV/0! | 0 | 0 |  |  |  |  | 2.83 | 0 | 0 | 0 | 2 | 0 | 0 |  | 0 |  | 0 | NO | 0 | #REF! | #REF! | #REF! | #REF! | #REF! | #REF! | #REF! | #REF! | #REF! | #REF! | #REF! | #REF! | #REF! | #REF! | #REF! | #REF! | #REF! | #REF! | #REF! | #REF! | #REF! | #REF! | #REF! | #REF! | #REF! | #REF! | #REF! | #REF! | #REF! | #REF! | #REF! | #REF! | #REF! | #REF! | #REF! | #REF! | #REF! | #REF! | #REF! | #REF! | #REF! | #REF! | #REF! | #REF! | #REF! | #REF! | #REF! | #REF! | #REF! | #REF! | #REF! | #REF! | #REF! | #REF! | #REF! | #REF! | #REF! | #REF! | [10 empty] | 0 | 0 | 0 | 0 | 0 | 0 | 0 |  |  | 0 | 0 | 0 | 0 | 0 | 0 | 0 | 0 | 0 | 0 | 0 | 0 | 0 | 0 | 0 | 0 | 0 | 0 | 0 | 0 | #REF! | #REF! |  | 0 |  | 0.37276 | 0.09898 | 0.079184 | 0.8 | 0.43242 | 6.7 | 2 | 13.4 | 0 | 0 | 0 | 0 | 0 | 0 | 0 | 0 | OK | 1 |  |  | 116 | C-201 | N | 116 | C-201 | 0.99728 | C-272 | 0.97406 | Menor o igual que 1,2 | 1
18 | 0 | C10 | C11 | 18.26 | 17.06 | 327 | PVC | 2274.83 | 2274.75 | 2.517 | 2.487 | 2.83 | 2.8 | 2272 | 2271.95 | 0.43812 | 0.27382 | S | N |  | 3 | 17.0601 | 0.7016 | 1.2 | 1.2 | AFIRMADO | N | N | N | N | 0 | 0 | 0 | 0 | 0 | 0 | 0 | 0 | 2.9185 | 50 | 12.7713 | 5.8655 |  | 12.7713 | 5.8655 |  | 1.1528 | S | 4.2634 | 17.0536 | 0 | 0 | 0 | 17.06 |  |  | 0.46116 | 7.8674 |  | 20 | #REF! |  | 0 | #REF! | #REF! | #REF! | #REF! | E | 0 | 0 | 0 | 0 | 0 | 0 |  | 0 | 0.75854 | 0.6016 | 0.1 | 0.10354 | 0.355 | 0 | 2 | 0.91854 | 0 | 0 | 0 | 5.6271 | 23.9387 | 10.9943 |  | 34.933 | 0 | 0.6 | 0.6 | 0.19469 | 0.1868 | 0.04949 | E1 | 23.2205 | 10.6645 |  |  |  |  | 1.2983 | S | #DIV/0! | 0 | 6 | 0 | #DIV/0! |  | #DIV/0! |  | 1.2 | 0 | 0 | #DIV/0! | #DIV/0! | #DIV/0! | 0 | #DIV/0! | #DIV/0! | 0 |  | #DIV/0! |  |  | #DIV/0! |  |  |  | #DIV/0! | 0 | 0 |  |  |  |  | 2.83 | 0 | 0 | 0 | 2 | 0 | 0 |  | 0 |  | 0 | NO | 0 | #REF! | #REF! | #REF! | #REF! | #REF! | #REF! | #REF! | #REF! | #REF! | #REF! | #REF! | #REF! | #REF! | #REF! | #REF! | #REF! | #REF! | #REF! | #REF! | #REF! | #REF! | #REF! | #REF! | #REF! | #REF! | #REF! | #REF! | #REF! | #REF! | #REF! | #REF! | #REF! | #REF! | #REF! | #REF! | #REF! | #REF! | #REF! | #REF! | #REF! | #REF! | #REF! | #REF! | #REF! | #REF! | #REF! | #REF! | #REF! | #REF! | #REF! | #REF! | #REF! | #REF! | #REF! | #REF! | #REF! | #REF! | #REF! | [10 empty] | 0 | 0 | 0 | 0 | 0 | 0 | 0 |  |  | 0 | 0 | 0 | 0 | 0 | 0 | 0 | 0 | 0 | 0 | 0 | 0 | 0 | 0 | 0 | 0 | 0 | 0 | 0 | 0 | #REF! | #REF! |  | 0 |  | 0.31844 | 0.09898 | 0.079184 | 0.8 | 0.43242 | 5.7 | 2 | 11.4 | 0 | 0 | 0 | 0 | 0 | 0 | 0 | 0 | OK | 1 |  |  | 117 | C-202 | N | 117 | C-202 | 0.35226 | C-203 | 0.3415 | Menor o igual que 1,2 | 1
19 | 0 | C11 | C12 | 34.34 | 33.14 | 327 | PVC | 2274.75 | 2275.3 | 2.517 | 3.187 | 2.83 | 3.5 | 2271.92 | 2271.8 | 1.6016 | 0.34945 | S | N |  | 3 | 33.1402 | 0.7016 | 1.2 | 1.2 | AFIRMADO | N | N | N | N | 0 | 0 | 0 | 0 | 0 | 0 | 0 | 0 | 3.2685 | 50 | 24.809 | 15.7356 |  | 24.809 | 15.7356 |  | 2.5079 | S | 8.9793 | 35.9174 | 0 | 0 | 0 | 33.14 |  |  | 0.46116 | 15.2829 |  | 20 | #REF! |  | 0 | #REF! | #REF! | #REF! | #REF! | E | 0 | 0 | 0 | 0 | 0 | 0 |  | 0 | 0.75854 | 0.6016 | 0.1 | 0.10354 | 0.355 | 0 | 2 | 1.2685 | 0 | 0 | 0 | 10.931 | 46.5024 | 29.4951 |  | 75.9974 | 0 | 0.6 | 0.6 | 0.19469 | 0.1868 | 0.04949 | E1 | 45.1073 | 28.6102 |  |  |  |  | 2.5515 | S | #DIV/0! | 0 | 6 | 0 | #DIV/0! |  | #DIV/0! |  | 1.2 | 0 | 0 | #DIV/0! | #DIV/0! | #DIV/0! | 0 | #DIV/0! | #DIV/0! | 0 |  | #DIV/0! |  |  | #DIV/0! |  |  |  | #DIV/0! | 0 | 0 |  |  |  |  | 2.83 | 0 | 0 | 0 | 2 | 0 | 0 |  | 0 |  | 0 | NO | 0 | #REF! | #REF! | #REF! | #REF! | #REF! | #REF! | #REF! | #REF! | #REF! | #REF! | #REF! | #REF! | #REF! | #REF! | #REF! | #REF! | #REF! | #REF! | #REF! | #REF! | #REF! | #REF! | #REF! | #REF! | #REF! | #REF! | #REF! | #REF! | #REF! | #REF! | #REF! | #REF! | #REF! | #REF! | #REF! | #REF! | #REF! | #REF! | #REF! | #REF! | #REF! | #REF! | #REF! | #REF! | #REF! | #REF! | #REF! | #REF! | #REF! | #REF! | #REF! | #REF! | #REF! | #REF! | #REF! | #REF! | #REF! | #REF! | [10 empty] | 0 | 0 | 0 | 0 | 0 | 0 | 0 |  |  | 0 | 0 | 0 | 0 | 0 | 0 | 0 | 0 | 0 | 0 | 0 | 0 | 0 | 0 | 0 | 0 | 0 | 0 | 0 | 0 | #REF! | #REF! |  | 0 |  | 0.61859 | 0.09898 | 0.079184 | 0.8 | 0.43242 | 11 | 2 | 22 | 0 | 0 | 0 | 0 | 0 | 0 | 0 | 0 | OK | 1 |  |  | 118 | C-272 | N | 118 | C-272 | 0.97406 | C-204 | 0.91546 | Menor o igual que 1,2 | 1
20 | 0 | C12 | C13 | 10.96 | 9.76 | 327 | PVC | 2275.3 | 2275 | 3.217 | 3.187 | 3.53 | 3.5 | 2271.77 | 2271.5 | 2.7372 | 2.4635 | S | N |  | 3 | 9.7637 | 0.7016 | 1.2 | 1.2 | AFIRMADO | N | N | N | N | 0 | 0 | 0 | 0 | 0 | 0 | 0 | 0 | 3.6185 | 50 | 7.3092 | 5.9151 |  | 7.3092 | 5.9151 |  | 0.818 | S | 3.1727 | 12.6909 | 0 | 0 | 0 | 9.76 |  |  | 0.46116 | 4.5009 |  | 20 | #REF! |  | 0 | #REF! | #REF! | #REF! | #REF! | E | 0 | 0 | 0 | 0 | 0 | 0 |  | 0 | 0.75854 | 0.6016 | 0.1 | 0.10354 | 0.355 | 0 | 2 | 1.6185 | 0 | 0 | 0 | 3.2193 | 13.7005 | 11.0874 |  | 24.7879 | 0 | 0.6 | 0.6 | 0.19469 | 0.1868 | 0.04949 | E1 | 13.2895 | 10.7548 |  |  |  |  | 0.72944 | S | #DIV/0! | 0 | 6 | 0 | #DIV/0! |  | #DIV/0! |  | 1.2 | 0 | 0 | #DIV/0! | #DIV/0! | #DIV/0! | 0 | #DIV/0! | #DIV/0! | 0 |  | #DIV/0! |  |  | #DIV/0! |  |  |  | #DIV/0! | 0 | 0 |  |  |  |  | 3.53 | 0 | 0 | 0 | 2 | 0 | 0 |  | 0 |  | 0 | NO | 0 | #REF! | #REF! | #REF! | #REF! | #REF! | #REF! | #REF! | #REF! | #REF! | #REF! | #REF! | #REF! | #REF! | #REF! | #REF! | #REF! | #REF! | #REF! | #REF! | #REF! | #REF! | #REF! | #REF! | #REF! | #REF! | #REF! | #REF! | #REF! | #REF! | #REF! | #REF! | #REF! | #REF! | #REF! | #REF! | #REF! | #REF! | #REF! | #REF! | #REF! | #REF! | #REF! | #REF! | #REF! | #REF! | #REF! | #REF! | #REF! | #REF! | #REF! | #REF! | #REF! | #REF! | #REF! | #REF! | #REF! | #REF! | #REF! | [10 empty] | 0 | 0 | 0 | 0 | 0 | 0 | 0 |  |  | 0 | 0 | 0 | 0 | 0 | 0 | 0 | 0 | 0 | 0 | 0 | 0 | 0 | 0 | 0 | 0 | 0 | 0 | 0 | 0 | #REF! | #REF! |  | 0 |  | 0.18218 | 0.09898 | 0.079184 | 0.8 | 0.43242 | 3.3 | 2 | 6.6 | 0 | 0 | 0 | 0 | 0 | 0 | 0 | 0 | OK | 1 |  |  | 119 | C-203 | N | 119 | C-203 | 0.3415 | C-205 | 0.46301 | Menor o igual que 1,2 | 1
21 | 0 | C13 | MH6 | 7.55 | 6.35 | 327 | PVC | 2275 | 2274.51 | 3.217 | 2.887 | 3.53 | 3.2 | 2271.47 | 2271.31 | 6.4901 | 2.1192 | S | N |  | 3 | 6.352 | 0.7016 | 1.2 | 1.2 | AFIRMADO | N | N | N | N | 0 | 0 | 0 | 0 | 0 | 0 | 0 | 0 | 3.4685 | 50 | 4.7552 | 3.4916 |  | 4.7552 | 3.4916 |  | 0.51011 | S | 2.095 | 8.38 | 0 | 0 | 0 | 6.35 |  |  | 0.46116 | 2.9284 |  | 20 | #REF! |  | 0 | #REF! | #REF! | #REF! | #REF! | E | 0 | 0 | 0 | 0 | 0 | 0 |  | 0 | 0.75854 | 0.6016 | 0.1 | 0.10354 | 0.355 | 0 | 2 | 1.4685 | 0 | 0 | 0 | 2.0945 | 8.9131 | 6.5447 |  | 15.4578 | 0 | 0.6 | 0.6 | 0.19469 | 0.1868 | 0.04949 | E1 | 8.6458 | 6.3483 |  |  |  |  | 0.46369 | S | #DIV/0! | 0 | 6 | 0 | #DIV/0! |  | #DIV/0! |  | 1.2 | 0 | 0 | #DIV/0! | #DIV/0! | #DIV/0! | 0 | #DIV/0! | #DIV/0! | 0 |  | #DIV/0! |  |  | #DIV/0! |  |  |  | #DIV/0! | 0 | 0 |  |  |  |  | 3.53 | 0 | 0 | 0 | 2 | 0 | 0 |  | 0 |  | 0 | NO | 0 | #REF! | #REF! | #REF! | #REF! | #REF! | #REF! | #REF! | #REF! | #REF! | #REF! | #REF! | #REF! | #REF! | #REF! | #REF! | #REF! | #REF! | #REF! | #REF! | #REF! | #REF! | #REF! | #REF! | #REF! | #REF! | #REF! | #REF! | #REF! | #REF! | #REF! | #REF! | #REF! | #REF! | #REF! | #REF! | #REF! | #REF! | #REF! | #REF! | #REF! | #REF! | #REF! | #REF! | #REF! | #REF! | #REF! | #REF! | #REF! | #REF! | #REF! | #REF! | #REF! | #REF! | #REF! | #REF! | #REF! | #REF! | #REF! | [10 empty] | 0 | 0 | 0 | 0 | 0 | 0 | 0 |  |  | 0 | 0 | 0 | 0 | 0 | 0 | 0 | 0 | 0 | 0 | 0 | 0 | 0 | 0 | 0 | 0 | 0 | 0 | 0 | 0 | #REF! | #REF! |  | 0 |  | 0.11853 | 0.09898 | 0.079184 | 0.8 | 0.43242 | 2.1 | 2 | 4.2 | 0 | 0 | 0 | 0 | 0 | 0 | 0 | 0 | OK | 1 |  |  | 120 | C-204 | N | 120 | C-204 | 0.91546 | C-206 | 0.79181 | Menor o igual que 1,2 | 1
22 | 0 | MH6 | MH5 | 66.33 | 65.13 | 327 | PVC | 2274.51 | 2274.132 | 2.917 | 2.887 | 3.23 | 3.2 | 2271.28 | 2270.932 | 0.56988 | 0.52465 | S | N |  | 3 | 65.1309 | 0.7016 | 1.2 | 1.2 | AFIRMADO | N | N | N | N | 0 | 0 | 0 | 0 | 0 | 0 | 0 | 0 | 3.3185 | 50 | 48.7575 | 32.1444 |  | 48.7575 | 32.1444 |  | 5.0042 | S | 17.6095 | 70.438 | 0 | 0 | 0 | 65.13 |  |  | 0.46116 | 30.0354 |  | 20 | #REF! |  | 0 | #REF! | #REF! | #REF! | #REF! | E | 0 | 0 | 0 | 0 | 0 | 0 |  | 0 | 0.75854 | 0.6016 | 0.1 | 0.10354 | 0.355 | 0 | 2 | 1.3185 | 0 | 0 | 0 | 21.4826 | 91.3917 | 60.2519 |  | 151.6436 | 0 | 0.6 | 0.6 | 0.19469 | 0.1868 | 0.04949 | E1 | 88.65 | 58.4443 |  |  |  |  | 5.0445 | S | #DIV/0! | 0 | 6 | 0 | #DIV/0! |  | #DIV/0! |  | 1.2 | 0 | 0 | #DIV/0! | #DIV/0! | #DIV/0! | 0 | #DIV/0! | #DIV/0! | 0 |  | #DIV/0! |  |  | #DIV/0! |  |  |  | #DIV/0! | 0 | 0 |  |  |  |  | 3.23 | 0 | 0 | 0 | 2 | 0 | 0 |  | 0 |  | 0 | NO | 0 | #REF! | #REF! | #REF! | #REF! | #REF! | #REF! | #REF! | #REF! | #REF! | #REF! | #REF! | #REF! | #REF! | #REF! | #REF! | #REF! | #REF! | #REF! | #REF! | #REF! | #REF! | #REF! | #REF! | #REF! | #REF! | #REF! | #REF! | #REF! | #REF! | #REF! | #REF! | #REF! | #REF! | #REF! | #REF! | #REF! | #REF! | #REF! | #REF! | #REF! | #REF! | #REF! | #REF! | #REF! | #REF! | #REF! | #REF! | #REF! | #REF! | #REF! | #REF! | #REF! | #REF! | #REF! | #REF! | #REF! | #REF! | #REF! | [10 empty] | 0 | 0 | 0 | 0 | 0 | 0 | 0 |  |  | 0 | 0 | 0 | 0 | 0 | 0 | 0 | 0 | 0 | 0 | 0 | 0 | 0 | 0 | 0 | 0 | 0 | 0 | 0 | 0 | #REF! | #REF! |  | 0 |  | 1.2157 | 0.09898 | 0.079184 | 0.8 | 0.43242 | 21.7 | 2 | 43.4 | 0 | 0 | 0 | 0 | 0 | 0 | 0 | 0 | OK | 1 |  |  | 121 | C-205 | N | 121 | C-205 | 0.46301 | C-207 | 0.68042 | Menor o igual que 1,2 | 1
[276 empty] | 122 | C-206 | N | 122 | C-206 | 0.79181 | C-208 | 0.91507 | Menor o igual que 1,2 | 1
#REF! | #REF! | #REF! | #REF! | #REF! | #REF! | #REF! | #REF! | #REF! | #REF! | #REF! | #REF! | #REF! | #REF! | #REF! | #REF! | #REF! | #REF! | #REF! | #REF! |  | 3 | #REF! |  | #REF! | #REF! | #REF! | #REF! | #REF! | #REF! | #REF! | #REF! | [15 empty] | #REF! | #REF! | [19 empty] | #REF! |  |  |  |  | 0 |  | #REF! |  | #REF! |  | #REF! | #REF! |  | 0 | 0 | 0 | 0 | #REF! | #REF! | #REF! |  |  |  | #REF! | #REF! | #REF! | #REF! | 0 | 0 | 0 | #REF! | [6 empty] | #REF! | #REF! | #REF! | #REF! | #REF! | #REF! | #REF! |  | #REF! |  | #REF! | #REF! | #REF! | #REF! | #REF! | #REF! | 0 | #REF! | #REF! | #REF! | #REF! | #REF! |  |  | #REF! |  |  |  | #REF! | 0 | 0 |  |  |  |  | #REF! | #REF! | #REF! | #REF! | #REF! | #REF! | #REF! |  | #REF! |  | 0 | #REF! | #REF! | #REF! | #REF! | #REF! | #REF! | #REF! | #REF! | #REF! | #REF! | #REF! | #REF! | #REF! | #REF! | #REF! | #REF! | #REF! | #REF! | [26 empty] | #REF! | #REF! | #REF! | #REF! | #REF! | #REF! | #REF! | #REF! | #REF! | #REF! | #REF! | #REF! | #REF! | #REF! | #REF! | #REF! | [10 empty] | 0 | 0 | 0 | 0 | 0 | 0 | 0 |  |  | 0 | 0 | 0 | 0 | 0 | 0 | 0 | [31 empty] | 0 | 0 | 0 | #REF! |  |  |  | 123 | C-207 | N | 123 | C-207 | 0.68042 | C-209 | 1.3265 | Entre 1,2 y 2 | 1
#REF! | #REF! | #REF! | #REF! | #REF! | #REF! | #REF! | #REF! | #REF! | #REF! | #REF! | #REF! | #REF! | #REF! | #REF! | #REF! | #REF! | #REF! | #REF! | #REF! |  | 3 | #REF! |  | #REF! | #REF! | #REF! | #REF! | #REF! | #REF! | #REF! | #REF! | [15 empty] | #REF! | #REF! | [19 empty] | #REF! |  |  |  |  | 0 |  | #REF! |  | #REF! | #REF! | #REF! | #REF! |  | 0 | 0 | 0 | 0 | #REF! | #REF! | #REF! |  |  |  | #REF! | #REF! | #REF! | #REF! | 0 | 0 | 0 | #REF! | [6 empty] | #REF! | #REF! | #REF! | #REF! | #REF! | #REF! | #REF! |  | #REF! |  | #REF! | #REF! | #REF! | #REF! | #REF! | #REF! | 0 | #REF! | #REF! | #REF! | #REF! | #REF! |  |  | #REF! |  |  |  | #REF! | 0 | 0 |  |  |  |  | #REF! | #REF! | #REF! | #REF! | #REF! | #REF! | #REF! |  | #REF! |  | 0 | #REF! | #REF! | #REF! | #REF! | #REF! | #REF! | #REF! | #REF! | #REF! | #REF! | #REF! | #REF! | #REF! | #REF! | #REF! | #REF! | #REF! | #REF! | [26 empty] | #REF! | #REF! | #REF! | #REF! | #REF! | #REF! | #REF! | #REF! | #REF! | #REF! | #REF! | #REF! | #REF! | #REF! | #REF! | #REF! | [10 empty] | 0 | 0 | 0 | 0 | 0 | 0 | 0 |  |  | 0 | 0 | 0 | 0 | 0 | 0 | 0 | [31 empty] | 0 | 0 | 0 | #REF! |  |  |  | 124 | C-208 | N | 124 | C-208 | 0.91507 | C-210 | 1.0916 | Menor o igual que 1,2 | 1
#REF! | #REF! | #REF! | #REF! | #REF! | #REF! | #REF! | #REF! | #REF! | #REF! | #REF! | #REF! | #REF! | #REF! | #REF! | #REF! | #REF! | #REF! | #REF! | #REF! | #REF! | 3 | #REF! | #REF! | #REF! | #REF! | #REF! | #REF! | #REF! | #REF! | #REF! | #REF! | #REF! | #REF! | #REF! | #REF! | #REF! | #REF! | #REF! | #REF! | 50 | #REF! | #REF! | #REF! | #REF! | #REF! | #REF! | #REF! | #REF! | #REF! | #REF! | 0 | #REF! | #REF! | #REF! |  |  | #REF! | #REF! |  | 20 | #REF! |  | #REF! | #REF! | #REF! | #REF! | #REF! | #REF! | #REF! | #REF! | #REF! | #REF! | #REF! | #REF! | #REF! | #REF! | #REF! | #REF! | #REF! | #REF! | #REF! | #REF! | #REF! | #REF! | #REF! | #REF! | #REF! | #REF! | #REF! | #REF! | #REF! | #REF! | #REF! | #REF! | #REF! | #REF! | #REF! | #REF! | #REF! | #REF! | #REF! | #REF! |  |  |  | #REF! | #REF! | #REF! | #REF! | #REF! | #REF! | #REF! |  | #REF! |  | #REF! | #REF! | #REF! | #REF! | #REF! | #REF! | #REF! | #REF! | #REF! | #REF! | #REF! | #REF! |  |  | #REF! |  |  |  | #REF! | 0 | 0 |  |  |  |  | #REF! | #REF! | #REF! | #REF! | #REF! | #REF! | #REF! |  | #REF! |  | #REF! | #REF! | #REF! | #REF! | #REF! | #REF! | #REF! | #REF! | #REF! | #REF! | #REF! | #REF! | #REF! | #REF! | #REF! | #REF! | #REF! | #REF! | #REF! | #REF! | #REF! | #REF! | #REF! | #REF! | #REF! | #REF! | #REF! | #REF! | #REF! | #REF! | #REF! | #REF! | #REF! | #REF! | #REF! | #REF! | #REF! | #REF! | #REF! | #REF! | #REF! | #REF! | #REF! | #REF! | #REF! | #REF! | #REF! | #REF! | #REF! | #REF! | #REF! | #REF! | #REF! | #REF! | #REF! | #REF! | #REF! | #REF! | #REF! | #REF! | #REF! | [10 empty] | 0 | 0 | 0 | 0 | 0 | 0 | 0 |  |  | 0 | 0 | 0 | 0 | 0 | 0 | 0 | 0 | 0 | 0 | 0 | 0 | 0 | 0 | 0 | 0 | 0 | 0 | 0 | 0 | #REF! | #REF! |  | #REF! |  | #REF! | #REF! | #REF! | #REF! | #REF! | #REF! | #REF! | #REF! | #REF! | #REF! | #REF! | #REF! | #REF! | #REF! | #REF! | #REF! | #REF! | #REF! |  |  | 125 | C-209 | N | 125 | C-209 | 1.3265 | C-211 | 0.6814 | Menor o igual que 1,2 | 1
#REF! | #REF! | #REF! | #REF! | #REF! | #REF! | #REF! | #REF! | #REF! | #REF! | #REF! | #REF! | #REF! | #REF! | #REF! | #REF! | #REF! | #REF! | #REF! | #REF! | #REF! | 3 | #REF! | #REF! | #REF! | #REF! | #REF! | #REF! | #REF! | #REF! | #REF! | #REF! | #REF! | #REF! | #REF! | #REF! | #REF! | #REF! | #REF! | #REF! | 50 | #REF! | #REF! | #REF! | #REF! | #REF! | #REF! | #REF! | #REF! | #REF! | #REF! | #REF! | #REF! | #REF! | #REF! |  |  | #REF! | #REF! |  | 20 | #REF! |  | #REF! | #REF! | #REF! | #REF! | #REF! | #REF! | #REF! | #REF! | #REF! | #REF! | #REF! | #REF! | #REF! | #REF! | #REF! | #REF! | #REF! | #REF! | #REF! | #REF! | #REF! | #REF! | #REF! | #REF! | #REF! | #REF! | #REF! | #REF! | #REF! | #REF! | #REF! | #REF! | #REF! | #REF! | #REF! | #REF! | #REF! | #REF! | #REF! | #REF! |  |  |  | #REF! | #REF! | #REF! | #REF! | #REF! | #REF! | #REF! |  | #REF! |  | #REF! | #REF! | #REF! | #REF! | #REF! | #REF! | #REF! | #REF! | #REF! | #REF! | #REF! | #REF! |  |  | #REF! |  |  |  | #REF! | 0 | 0 |  |  |  |  | #REF! | #REF! | #REF! | #REF! | #REF! | #REF! | #REF! |  | #REF! |  | #REF! | #REF! | #REF! | #REF! | #REF! | #REF! | #REF! | #REF! | #REF! | #REF! | #REF! | #REF! | #REF! | #REF! | #REF! | #REF! | #REF! | #REF! | #REF! | #REF! | #REF! | #REF! | #REF! | #REF! | #REF! | #REF! | #REF! | #REF! | #REF! | #REF! | #REF! | #REF! | #REF! | #REF! | #REF! | #REF! | #REF! | #REF! | #REF! | #REF! | #REF! | #REF! | #REF! | #REF! | #REF! | #REF! | #REF! | #REF! | #REF! | #REF! | #REF! | #REF! | #REF! | #REF! | #REF! | #REF! | #REF! | #REF! | #REF! | #REF! | #REF! | [10 empty] | 0 | 0 | 0 | 0 | 0 | 0 | 0 |  |  | 0 | 0 | 0 | 0 | 0 | 0 | 0 | 0 | 0 | 0 | 0 | 0 | 0 | 0 | 0 | 0 | 0 | 0 | 0 | 0 | #REF! | #REF! |  | #REF! |  | #REF! | #REF! | #REF! | #REF! | #REF! | #REF! | #REF! | #REF! | #REF! | #REF! | #REF! | #REF! | #REF! | #REF! | #REF! | #REF! | #REF! | #REF! |  |  | 126 | C-210 | N | 126 | C-210 | 1.0916 | C-212 | 1.2819 | Entre 1,2 y 2 | 1
#REF! | #REF! | #REF! | #REF! | #REF! | #REF! | #REF! | #REF! | #REF! | #REF! | #REF! | #REF! | #REF! | #REF! | #REF! | #REF! | #REF! | #REF! | #REF! | #REF! | #REF! | 3 | #REF! | #REF! | #REF! | #REF! | #REF! | #REF! | #REF! | #REF! | #REF! | #REF! | #REF! | #REF! | #REF! | #REF! | #REF! | #REF! | #REF! | #REF! | 50 | #REF! | #REF! | #REF! | #REF! | #REF! | #REF! | #REF! | #REF! | #REF! | #REF! | 0 | #REF! | #REF! | #REF! |  |  | #REF! | #REF! |  | 20 | #REF! |  | #REF! | #REF! | #REF! | #REF! | #REF! | #REF! | #REF! | #REF! | #REF! | #REF! | #REF! | #REF! | #REF! | #REF! | #REF! | #REF! | #REF! | #REF! | #REF! | #REF! | #REF! | #REF! | #REF! | #REF! | #REF! | #REF! | #REF! | #REF! | #REF! | #REF! | #REF! | #REF! | #REF! | #REF! | #REF! | #REF! | #REF! | #REF! | #REF! | #REF! |  |  |  | #REF! | #REF! | #REF! | #REF! | #REF! | #REF! | #REF! |  | #REF! |  | #REF! | #REF! | #REF! | #REF! | #REF! | #REF! | #REF! | #REF! | #REF! | #REF! | #REF! | #REF! |  |  | #REF! |  |  |  | #REF! | 0 | 0 |  |  |  |  | #REF! | #REF! | #REF! | #REF! | #REF! | #REF! | #REF! |  | #REF! |  | #REF! | #REF! | #REF! | #REF! | #REF! | #REF! | #REF! | #REF! | #REF! | #REF! | #REF! | #REF! | #REF! | #REF! | #REF! | #REF! | #REF! | #REF! | #REF! | #REF! | #REF! | #REF! | #REF! | #REF! | #REF! | #REF! | #REF! | #REF! | #REF! | #REF! | #REF! | #REF! | #REF! | #REF! | #REF! | #REF! | #REF! | #REF! | #REF! | #REF! | #REF! | #REF! | #REF! | #REF! | #REF! | #REF! | #REF! | #REF! | #REF! | #REF! | #REF! | #REF! | #REF! | #REF! | #REF! | #REF! | #REF! | #REF! | #REF! | #REF! | #REF! | [10 empty] | 0 | 0 | 0 | 0 | 0 | 0 | 0 |  |  | 0 | 0 | 0 | 0 | 0 | 0 | 0 | 0 | 0 | 0 | 0 | 0 | 0 | 0 | 0 | 0 | 0 | 0 | 0 | 0 | #REF! | #REF! |  | #REF! |  | #REF! | #REF! | #REF! | #REF! | #REF! | #REF! | #REF! | #REF! | #REF! | #REF! | #REF! | #REF! | #REF! | #REF! | #REF! | #REF! | #REF! | #REF! |  |  | 127 | C-211 | N | 127 | C-211 | 0.6814 | C-213 | 2.0931 | Entre 2 y 3 | 1
#REF! | #REF! | #REF! | #REF! | #REF! | #REF! | #REF! | #REF! | #REF! | #REF! | #REF! | #REF! | #REF! | #REF! | #REF! | #REF! | #REF! | #REF! | #REF! | #REF! | #REF! | 3 | #REF! | #REF! | #REF! | #REF! | #REF! | #REF! | #REF! | #REF! | #REF! | #REF! | #REF! | #REF! | #REF! | #REF! | #REF! | #REF! | #REF! | #REF! | 50 | #REF! | #REF! | #REF! | #REF! | #REF! | #REF! | #REF! | #REF! | #REF! | #REF! | 0 | #REF! | #REF! | #REF! |  |  | #REF! | #REF! |  | 20 | #REF! |  | #REF! | #REF! | #REF! | #REF! | #REF! | #REF! | #REF! | #REF! | #REF! | #REF! | #REF! | #REF! | #REF! | #REF! | #REF! | #REF! | #REF! | #REF! | #REF! | #REF! | #REF! | #REF! | #REF! | #REF! | #REF! | #REF! | #REF! | #REF! | #REF! | #REF! | #REF! | #REF! | #REF! | #REF! | #REF! | #REF! | #REF! | #REF! | #REF! | #REF! |  |  |  | #REF! | #REF! | #REF! | #REF! | #REF! | #REF! | #REF! |  | #REF! |  | #REF! | #REF! | #REF! | #REF! | #REF! | #REF! | #REF! | #REF! | #REF! | #REF! | #REF! | #REF! |  |  | #REF! |  |  |  | #REF! | 0 | 0 |  |  |  |  | #REF! | #REF! | #REF! | #REF! | #REF! | #REF! | #REF! |  | #REF! |  | #REF! | #REF! | #REF! | #REF! | #REF! | #REF! | #REF! | #REF! | #REF! | #REF! | #REF! | #REF! | #REF! | #REF! | #REF! | #REF! | #REF! | #REF! | #REF! | #REF! | #REF! | #REF! | #REF! | #REF! | #REF! | #REF! | #REF! | #REF! | #REF! | #REF! | #REF! | #REF! | #REF! | #REF! | #REF! | #REF! | #REF! | #REF! | #REF! | #REF! | #REF! | #REF! | #REF! | #REF! | #REF! | #REF! | #REF! | #REF! | #REF! | #REF! | #REF! | #REF! | #REF! | #REF! | #REF! | #REF! | #REF! | #REF! | #REF! | #REF! | #REF! | [10 empty] | 0 | 0 | 0 | 0 | 0 | 0 | 0 |  |  | 0 | 0 | 0 | 0 | 0 | 0 | 0 | 0 | 0 | 0 | 0 | 0 | 0 | 0 | 0 | 0 | 0 | 0 | 0 | 0 | #REF! | #REF! |  | #REF! |  | #REF! | #REF! | #REF! | #REF! | #REF! | #REF! | #REF! | #REF! | #REF! | #REF! | #REF! | #REF! | #REF! | #REF! | #REF! | #REF! | #REF! | #REF! |  |  | 128 | C-212 | N | 128 | C-212 | 1.2819 | C-214 | 1.176 | Menor o igual que 1,2 | 1
#REF! | #REF! | #REF! | #REF! | #REF! | #REF! | #REF! | #REF! | #REF! | #REF! | #REF! | #REF! | #REF! | #REF! | #REF! | #REF! | #REF! | #REF! | #REF! | #REF! | #REF! | 3 | #REF! | #REF! | #REF! | #REF! | #REF! | #REF! | #REF! | #REF! | #REF! | #REF! | #REF! | #REF! | #REF! | #REF! | #REF! | #REF! | #REF! | #REF! | 50 | #REF! | #REF! | #REF! | #REF! | #REF! | #REF! | #REF! | #REF! | #REF! | #REF! | 0 | #REF! | #REF! | #REF! |  |  | #REF! | #REF! |  | 20 | #REF! |  | #REF! | #REF! | #REF! | #REF! | #REF! | #REF! | #REF! | #REF! | #REF! | #REF! | #REF! | #REF! | #REF! | #REF! | #REF! | #REF! | #REF! | #REF! | #REF! | #REF! | #REF! | #REF! | #REF! | #REF! | #REF! | #REF! | #REF! | #REF! | #REF! | #REF! | #REF! | #REF! | #REF! | #REF! | #REF! | #REF! | #REF! | #REF! | #REF! | #REF! |  |  |  | #REF! | #REF! | #REF! | #REF! | #REF! | #REF! | #REF! |  | #REF! |  | #REF! | #REF! | #REF! | #REF! | #REF! | #REF! | #REF! | #REF! | #REF! | #REF! | #REF! | #REF! |  |  | #REF! |  |  |  | #REF! | 0 | 0 |  |  |  |  | #REF! | #REF! | #REF! | #REF! | #REF! | #REF! | #REF! |  | #REF! |  | #REF! | #REF! | #REF! | #REF! | #REF! | #REF! | #REF! | #REF! | #REF! | #REF! | #REF! | #REF! | #REF! | #REF! | #REF! | #REF! | #REF! | #REF! | #REF! | #REF! | #REF! | #REF! | #REF! | #REF! | #REF! | #REF! | #REF! | #REF! | #REF! | #REF! | #REF! | #REF! | #REF! | #REF! | #REF! | #REF! | #REF! | #REF! | #REF! | #REF! | #REF! | #REF! | #REF! | #REF! | #REF! | #REF! | #REF! | #REF! | #REF! | #REF! | #REF! | #REF! | #REF! | #REF! | #REF! | #REF! | #REF! | #REF! | #REF! | #REF! | #REF! | [10 empty] | 0 | 0 | 0 | 0 | 0 | 0 | 0 |  |  | 0 | 0 | 0 | 0 | 0 | 0 | 0 | 0 | 0 | 0 | 0 | 0 | 0 | 0 | 0 | 0 | 0 | 0 | 0 | 0 | #REF! | #REF! |  | #REF! |  | #REF! | #REF! | #REF! | #REF! | #REF! | #REF! | #REF! | #REF! | #REF! | #REF! | #REF! | #REF! | #REF! | #REF! | #REF! | #REF! | #REF! | #REF! |  |  | 129 | C-213 | N | 129 | C-213 | 2.0931 | C-277 | 2.3872 | Entre 2 y 3 | 1
#REF! | #REF! | #REF! | #REF! | #REF! | #REF! | #REF! | #REF! | #REF! | #REF! | #REF! | #REF! | #REF! | #REF! | #REF! | #REF! | #REF! | #REF! | #REF! | #REF! | #REF! | 3 | #REF! | #REF! | #REF! | #REF! | #REF! | #REF! | #REF! | #REF! | #REF! | #REF! | #REF! | #REF! | #REF! | #REF! | #REF! | #REF! | #REF! | #REF! | 50 | #REF! | #REF! | #REF! | #REF! | #REF! | #REF! | #REF! | #REF! | #REF! | #REF! | 0 | #REF! | #REF! | #REF! |  |  | #REF! | #REF! |  | 20 | #REF! |  | #REF! | #REF! | #REF! | #REF! | #REF! | #REF! | #REF! | #REF! | #REF! | #REF! | #REF! | #REF! | #REF! | #REF! | #REF! | #REF! | #REF! | #REF! | #REF! | #REF! | #REF! | #REF! | #REF! | #REF! | #REF! | #REF! | #REF! | #REF! | #REF! | #REF! | #REF! | #REF! | #REF! | #REF! | #REF! | #REF! | #REF! | #REF! | #REF! | #REF! |  |  |  | #REF! | #REF! | #REF! | #REF! | #REF! | #REF! | #REF! |  | #REF! |  | #REF! | #REF! | #REF! | #REF! | #REF! | #REF! | #REF! | #REF! | #REF! | #REF! | #REF! | #REF! |  |  | #REF! |  |  |  | #REF! | 0 | 0 |  |  |  |  | #REF! | #REF! | #REF! | #REF! | #REF! | #REF! | #REF! |  | #REF! |  | #REF! | #REF! | #REF! | #REF! | #REF! | #REF! | #REF! | #REF! | #REF! | #REF! | #REF! | #REF! | #REF! | #REF! | #REF! | #REF! | #REF! | #REF! | #REF! | #REF! | #REF! | #REF! | #REF! | #REF! | #REF! | #REF! | #REF! | #REF! | #REF! | #REF! | #REF! | #REF! | #REF! | #REF! | #REF! | #REF! | #REF! | #REF! | #REF! | #REF! | #REF! | #REF! | #REF! | #REF! | #REF! | #REF! | #REF! | #REF! | #REF! | #REF! | #REF! | #REF! | #REF! | #REF! | #REF! | #REF! | #REF! | #REF! | #REF! | #REF! | #REF! | [10 empty] | 0 | 0 | 0 | 0 | 0 | 0 | 0 |  |  | 0 | 0 | 0 | 0 | 0 | 0 | 0 | 0 | 0 | 0 | 0 | 0 | 0 | 0 | 0 | 0 | 0 | 0 | 0 | 0 | #REF! | #REF! |  | #REF! |  | #REF! | #REF! | #REF! | #REF! | #REF! | #REF! | #REF! | #REF! | #REF! | #REF! | #REF! | #REF! | #REF! | #REF! | #REF! | #REF! | #REF! | #REF! |  |  | 130 | C-214 | N | 130 | C-214 | 1.176 | C-215 | 0.62 | Menor o igual que 1,2 | 1
#REF! | #REF! | #REF! | #REF! | #REF! | #REF! | #REF! | #REF! | #REF! | #REF! | #REF! | #REF! | #REF! | #REF! | #REF! | #REF! | #REF! | #REF! | #REF! | #REF! | #REF! | 3 | #REF! | #REF! | #REF! | #REF! | #REF! | #REF! | #REF! | #REF! | #REF! | #REF! | #REF! | #REF! | #REF! | #REF! | #REF! | #REF! | #REF! | #REF! | 50 | #REF! | #REF! | #REF! | #REF! | #REF! | #REF! | #REF! | #REF! | #REF! | #REF! | 0 | #REF! | #REF! | #REF! |  |  | #REF! | #REF! |  | 20 | #REF! |  | #REF! | #REF! | #REF! | #REF! | #REF! | #REF! | #REF! | #REF! | #REF! | #REF! | #REF! | #REF! | #REF! | #REF! | #REF! | #REF! | #REF! | #REF! | #REF! | #REF! | #REF! | #REF! | #REF! | #REF! | #REF! | #REF! | #REF! | #REF! | #REF! | #REF! | #REF! | #REF! | #REF! | #REF! | #REF! | #REF! | #REF! | #REF! | #REF! | #REF! |  |  |  | #REF! | #REF! | #REF! | #REF! | #REF! | #REF! | #REF! |  | #REF! |  | #REF! | #REF! | #REF! | #REF! | #REF! | #REF! | #REF! | #REF! | #REF! | #REF! | #REF! | #REF! |  |  | #REF! |  |  |  | #REF! | 0 | 0 |  |  |  |  | #REF! | #REF! | #REF! | #REF! | #REF! | #REF! | #REF! |  | #REF! |  | #REF! | #REF! | #REF! | #REF! | #REF! | #REF! | #REF! | #REF! | #REF! | #REF! | #REF! | #REF! | #REF! | #REF! | #REF! | #REF! | #REF! | #REF! | #REF! | #REF! | #REF! | #REF! | #REF! | #REF! | #REF! | #REF! | #REF! | #REF! | #REF! | #REF! | #REF! | #REF! | #REF! | #REF! | #REF! | #REF! | #REF! | #REF! | #REF! | #REF! | #REF! | #REF! | #REF! | #REF! | #REF! | #REF! | #REF! | #REF! | #REF! | #REF! | #REF! | #REF! | #REF! | #REF! | #REF! | #REF! | #REF! | #REF! | #REF! | #REF! | #REF! | [10 empty] | 0 | 0 | 0 | 0 | 0 | 0 | 0 |  |  | 0 | 0 | 0 | 0 | 0 | 0 | 0 | 0 | 0 | 0 | 0 | 0 | 0 | 0 | 0 | 0 | 0 | 0 | 0 | 0 | #REF! | #REF! |  | #REF! |  | #REF! | #REF! | #REF! | #REF! | #REF! | #REF! | #REF! | #REF! | #REF! | #REF! | #REF! | #REF! | #REF! | #REF! | #REF! | #REF! | #REF! | #REF! |  |  | 131 | C-277 | N | 131 | C-277 | 2.3872 | C-216 | 1.3438 | Entre 1,2 y 2 | 1
[276 empty] | 132 | C-215 | N | 132 | C-215 | 0.62 | C-217 | 1.9096 | Entre 1,2 y 2 | 1
#REF! | #REF! | #REF! | #REF! | #REF! | #REF! | #REF! | #REF! | #REF! | #REF! | #REF! | #REF! | #REF! | #REF! | #REF! | #REF! | #REF! | #REF! | #REF! | #REF! | #REF! | 3 | #REF! | #REF! | #REF! | #REF! | #REF! | #REF! | #REF! | #REF! | #REF! | #REF! | #REF! | #REF! | #REF! | #REF! | #REF! | #REF! | #REF! | #REF! | 50 | #REF! | #REF! | #REF! | #REF! | #REF! | #REF! | #REF! | #REF! | #REF! | #REF! | 0 | #REF! | #REF! | #REF! |  |  | #REF! | #REF! |  | 20 | #REF! |  | #REF! | #REF! | #REF! | #REF! | #REF! | #REF! | #REF! | #REF! | #REF! | #REF! | #REF! | #REF! | #REF! | #REF! | #REF! | #REF! | #REF! | #REF! | #REF! | #REF! | #REF! | #REF! | #REF! | #REF! | #REF! | #REF! | #REF! | #REF! | #REF! | #REF! | #REF! | #REF! | #REF! | #REF! | #REF! | #REF! | #REF! | #REF! | #REF! | #REF! |  |  |  | #REF! | #REF! | #REF! | #REF! | #REF! | #REF! | #REF! |  | #REF! |  | #REF! | #REF! | #REF! | #REF! | #REF! | #REF! | #REF! | #REF! | #REF! | #REF! | #REF! | #REF! |  |  | #REF! |  |  |  | #REF! | 0 | 0 |  |  |  |  | #REF! | #REF! | #REF! | #REF! | #REF! | #REF! | #REF! |  | #REF! |  | #REF! | #REF! | #REF! | #REF! | #REF! | #REF! | #REF! | #REF! | #REF! | #REF! | #REF! | #REF! | #REF! | #REF! | #REF! | #REF! | #REF! | #REF! | #REF! | #REF! | #REF! | #REF! | #REF! | #REF! | #REF! | #REF! | #REF! | #REF! | #REF! | #REF! | #REF! | #REF! | #REF! | #REF! | #REF! | #REF! | #REF! | #REF! | #REF! | #REF! | #REF! | #REF! | #REF! | #REF! | #REF! | #REF! | #REF! | #REF! | #REF! | #REF! | #REF! | #REF! | #REF! | #REF! | #REF! | #REF! | #REF! | #REF! | #REF! | #REF! | #REF! | [10 empty] | 0 | 0 | 0 | 0 | 0 | 0 | 0 |  |  | 0 | 0 | 0 | 0 | 0 | 0 | 0 | 0 | 0 | 0 | 0 | 0 | 0 | 0 | 0 | 0 | 0 | 0 | 0 | 0 | #REF! | #REF! |  | #REF! |  | #REF! | #REF! | #REF! | #REF! | #REF! | #REF! | #REF! | #REF! | #REF! | #REF! | #REF! | #REF! | #REF! | #REF! | #REF! | #REF! | #REF! | #REF! |  |  | 133 | C-216 | N | 133 | C-216 | 1.3438 | C-218 | 1.0024 | Menor o igual que 1,2 | 1
#REF! | #REF! | #REF! | #REF! | #REF! | #REF! | #REF! | #REF! | #REF! | #REF! | #REF! | #REF! | #REF! | #REF! | #REF! | #REF! | #REF! | #REF! | #REF! | #REF! | #REF! | 3 | #REF! | #REF! | #REF! | #REF! | #REF! | #REF! | #REF! | #REF! | #REF! | #REF! | #REF! | #REF! | #REF! | #REF! | #REF! | #REF! | #REF! | #REF! | 50 | #REF! | #REF! | #REF! | #REF! | #REF! | #REF! | #REF! | #REF! | #REF! | #REF! | 1 | #REF! | #REF! | #REF! |  |  | #REF! | #REF! |  | 20 | #REF! |  | #REF! | #REF! | #REF! | #REF! | #REF! | #REF! | #REF! | #REF! | #REF! | #REF! | #REF! | #REF! | #REF! | #REF! | #REF! | #REF! | #REF! | #REF! | #REF! | #REF! | #REF! | #REF! | #REF! | #REF! | #REF! | #REF! | #REF! | #REF! | #REF! | #REF! | #REF! | #REF! | #REF! | #REF! | #REF! | #REF! | #REF! | #REF! | #REF! | #REF! |  |  |  | #REF! | #REF! | #REF! | #REF! | #REF! | #REF! | #REF! |  | #REF! |  | #REF! | #REF! | #REF! | #REF! | #REF! | #REF! | #REF! | #REF! | #REF! | #REF! | #REF! | #REF! |  |  | #REF! |  |  |  | #REF! | 0 | 0 |  |  |  |  | #REF! | #REF! | #REF! | #REF! | #REF! | #REF! | #REF! |  | #REF! |  | #REF! | #REF! | #REF! | #REF! | #REF! | #REF! | #REF! | #REF! | #REF! | #REF! | #REF! | #REF! | #REF! | #REF! | #REF! | #REF! | #REF! | #REF! | #REF! | #REF! | #REF! | #REF! | #REF! | #REF! | #REF! | #REF! | #REF! | #REF! | #REF! | #REF! | #REF! | #REF! | #REF! | #REF! | #REF! | #REF! | #REF! | #REF! | #REF! | #REF! | #REF! | #REF! | #REF! | #REF! | #REF! | #REF! | #REF! | #REF! | #REF! | #REF! | #REF! | #REF! | #REF! | #REF! | #REF! | #REF! | #REF! | #REF! | #REF! | #REF! | #REF! | [10 empty] | 0 | 0 | 0 | 0 | 0 | 0 | 0 |  |  | 0 | 0 | 0 | 0 | 0 | 0 | 0 | 0 | 0 | 0 | 0 | 0 | 0 | 0 | 0 | 0 | 0 | 0 | 0 | 0 | #REF! | #REF! |  | #REF! |  | #REF! | #REF! | #REF! | #REF! | #REF! | #REF! | #REF! | #REF! | #REF! | #REF! | #REF! | #REF! | #REF! | #REF! | #REF! | #REF! | #REF! | #REF! |  |  | 134 | C-217 | N | 134 | C-217 | 1.9096 | C-219 | 0.8477 | Menor o igual que 1,2 | 1
#REF! | #REF! | #REF! | #REF! | #REF! | #REF! | #REF! | #REF! | #REF! | #REF! | #REF! | #REF! | #REF! | #REF! | #REF! | #REF! | #REF! | #REF! | #REF! | #REF! |  | 3 | #REF! | #REF! | #REF! | #REF! | #REF! | #REF! | #REF! | #REF! | #REF! | #REF! | #REF! | #REF! | #REF! | #REF! | #REF! | #REF! | #REF! | #REF! | 50 | #REF! | #REF! | #REF! | #REF! | #REF! | #REF! | #REF! | #REF! | #REF! | #REF! | 2 | #REF! | #REF! | #REF! |  |  | #REF! | #REF! |  | 20 | #REF! |  | #REF! | #REF! | #REF! | #REF! | #REF! | #REF! | #REF! | #REF! | #REF! | #REF! | #REF! | #REF! | #REF! | #REF! | #REF! | #REF! | #REF! | #REF! | #REF! | #REF! | #REF! | #REF! | #REF! | #REF! | #REF! | #REF! | #REF! | #REF! | #REF! | #REF! | #REF! | #REF! | #REF! | #REF! | #REF! | #REF! | #REF! | #REF! | #REF! | #REF! |  |  |  | #REF! | #REF! | #REF! | #REF! | #REF! | #REF! | #REF! |  | #REF! |  | #REF! | #REF! | #REF! | #REF! | #REF! | #REF! | #REF! | #REF! | #REF! | #REF! | #REF! | #REF! |  |  | #REF! |  |  |  | #REF! | 0 | 0 |  |  |  |  | #REF! | #REF! | #REF! | #REF! | #REF! | #REF! | #REF! |  | #REF! |  | #REF! | #REF! | #REF! | #REF! | #REF! | #REF! | #REF! | #REF! | #REF! | #REF! | #REF! | #REF! | #REF! | #REF! | #REF! | #REF! | #REF! | #REF! | #REF! | [26 empty] | #REF! | #REF! | #REF! | #REF! | #REF! | #REF! | #REF! | #REF! | #REF! | #REF! | #REF! | #REF! | #REF! | #REF! | #REF! | #REF! | [10 empty] | 0 | 0 | 0 | 0 | 0 | 0 | 0 |  |  | 0 | 0 | 0 | 0 | 0 | 0 | 0 | 0 | 0 | 0 | 0 | 0 | 0 | 0 | 0 | 0 | 0 | 0 | 0 | 0 | #REF! | #REF! |  | #REF! |  | #REF! | #REF! | #REF! | #REF! | #REF! | #REF! | #REF! | #REF! | #REF! | #REF! | #REF! | #REF! | #REF! | #REF! | #REF! | #REF! | #REF! |  |  |  | 135 | C-218 | N | 135 | C-218 | 1.0024 | C-220 | 0.48623 | Menor o igual que 1,2 | 1
#REF! | #REF! | #REF! | #REF! | #REF! | #REF! | #REF! | #REF! | #REF! | #REF! | #REF! | #REF! | #REF! | #REF! | #REF! | #REF! | #REF! | #REF! | #REF! | #REF! |  | 3 | #REF! | #REF! | #REF! | #REF! | #REF! | #REF! | #REF! | #REF! | #REF! | #REF! | #REF! | #REF! | #REF! | #REF! | #REF! | #REF! | #REF! | #REF! | 50 | #REF! | #REF! | #REF! | #REF! | #REF! | #REF! | #REF! | #REF! | #REF! | #REF! | 3 | #REF! | #REF! | #REF! |  |  | #REF! | #REF! |  | 20 | #REF! |  | #REF! | #REF! | #REF! | #REF! | #REF! | #REF! | #REF! | #REF! | #REF! | #REF! | #REF! | #REF! | #REF! | #REF! | #REF! | #REF! | #REF! | #REF! | #REF! | #REF! | #REF! | #REF! | #REF! | #REF! | #REF! | #REF! | #REF! | #REF! | #REF! | #REF! | #REF! | #REF! | #REF! | #REF! | #REF! | #REF! | #REF! | #REF! | #REF! | #REF! |  |  |  | #REF! | #REF! | #REF! | #REF! | #REF! | #REF! | #REF! |  | #REF! |  | #REF! | #REF! | #REF! | #REF! | #REF! | #REF! | #REF! | #REF! | #REF! | #REF! | #REF! | #REF! |  |  | #REF! |  |  |  | #REF! | 0 | 0 |  |  |  |  | #REF! | #REF! | #REF! | #REF! | #REF! | #REF! | #REF! |  | #REF! |  | #REF! | #REF! | #REF! | #REF! | #REF! | #REF! | #REF! | #REF! | #REF! | #REF! | #REF! | #REF! | #REF! | #REF! | #REF! | #REF! | #REF! | #REF! | #REF! | [26 empty] | #REF! | #REF! | #REF! | #REF! | #REF! | #REF! | #REF! | #REF! | #REF! | #REF! | #REF! | #REF! | #REF! | #REF! | #REF! | #REF! | [10 empty] | 0 | 0 | 0 | 0 | 0 | 0 | 0 |  |  | 0 | 0 | 0 | 0 | 0 | 0 | 0 | 0 | 0 | 0 | 0 | 0 | 0 | 0 | 0 | 0 | 0 | 0 | 0 | 0 | #REF! | #REF! |  | #REF! |  | #REF! | #REF! | #REF! | #REF! | #REF! | #REF! | #REF! | #REF! | #REF! | #REF! | #REF! | #REF! | #REF! | #REF! | #REF! | #REF! | #REF! |  |  |  | 136 | C-219 | N | 136 | C-219 | 0.8477 | C-221 | 0.64287 | Menor o igual que 1,2 | 1
#REF! | #REF! | #REF! | #REF! | #REF! | #REF! | #REF! | #REF! | #REF! | #REF! | #REF! | #REF! | #REF! | #REF! | #REF! | #REF! | #REF! | #REF! | #REF! | #REF! | #REF! | 3 | #REF! | #REF! | #REF! | #REF! | #REF! | #REF! | #REF! | #REF! | #REF! | #REF! | #REF! | #REF! | #REF! | #REF! | #REF! | #REF! | #REF! | #REF! | 50 | #REF! | #REF! | #REF! | #REF! | #REF! | #REF! | #REF! | #REF! | #REF! | #REF! | 4 | #REF! | #REF! | #REF! |  |  | #REF! | #REF! |  | 20 | #REF! |  | #REF! | #REF! | #REF! | #REF! | #REF! | #REF! | #REF! | #REF! | #REF! | #REF! | #REF! | #REF! | #REF! | #REF! | #REF! | #REF! | #REF! | #REF! | #REF! | #REF! | #REF! | #REF! | #REF! | #REF! | #REF! | #REF! | #REF! | #REF! | #REF! | #REF! | #REF! | #REF! | #REF! | #REF! | #REF! | #REF! | #REF! | #REF! | #REF! | #REF! |  |  |  | #REF! | #REF! | #REF! | #REF! | #REF! | #REF! | #REF! |  | #REF! |  | #REF! | #REF! | #REF! | #REF! | #REF! | #REF! | #REF! | #REF! | #REF! | #REF! | #REF! | #REF! |  |  | #REF! |  |  |  | #REF! | 0 | 0 |  |  |  |  | #REF! | #REF! | #REF! | #REF! | #REF! | #REF! | #REF! |  | #REF! |  | #REF! | #REF! | #REF! | #REF! | #REF! | #REF! | #REF! | #REF! | #REF! | #REF! | #REF! | #REF! | #REF! | #REF! | #REF! | #REF! | #REF! | #REF! | #REF! | #REF! | #REF! | #REF! | #REF! | #REF! | #REF! | #REF! | #REF! | #REF! | #REF! | #REF! | #REF! | #REF! | #REF! | #REF! | #REF! | #REF! | #REF! | #REF! | #REF! | #REF! | #REF! | #REF! | #REF! | #REF! | #REF! | #REF! | #REF! | #REF! | #REF! | #REF! | #REF! | #REF! | #REF! | #REF! | #REF! | #REF! | #REF! | #REF! | #REF! | #REF! | #REF! | [10 empty] | 0 | 0 | 0 | 0 | 0 | 0 | 0 |  |  | 0 | 0 | 0 | 0 | 0 | 0 | 0 | 0 | 0 | 0 | 0 | 0 | 0 | 0 | 0 | 0 | 0 | 0 | 0 | 0 | #REF! | #REF! |  | #REF! |  | #REF! | #REF! | #REF! | #REF! | #REF! | #REF! | #REF! | #REF! | #REF! | #REF! | #REF! | #REF! | #REF! | #REF! | #REF! | #REF! | #REF! | #REF! |  |  | 137 | C-220 | N | 137 | C-220 | 0.48623 | C-222 | 0.21978 | Menor o igual que 1,2 | 1
#REF! | #REF! | #REF! | #REF! | #REF! | #REF! | #REF! | #REF! | #REF! | #REF! | #REF! | #REF! | #REF! | #REF! | #REF! | #REF! | #REF! | #REF! | #REF! | #REF! | #REF! | 3 | #REF! | #REF! | #REF! | #REF! | #REF! | #REF! | #REF! | #REF! | #REF! | #REF! | #REF! | #REF! | #REF! | #REF! | #REF! | #REF! | #REF! | #REF! | 50 | #REF! | #REF! | #REF! | #REF! | #REF! | #REF! | #REF! | #REF! | #REF! | #REF! | 5 | #REF! | #REF! | #REF! |  |  | #REF! | #REF! |  | 20 | #REF! |  | #REF! | #REF! | #REF! | #REF! | #REF! | #REF! | #REF! | #REF! | #REF! | #REF! | #REF! | #REF! | #REF! | #REF! | #REF! | #REF! | #REF! | #REF! | #REF! | #REF! | #REF! | #REF! | #REF! | #REF! | #REF! | #REF! | #REF! | #REF! | #REF! | #REF! | #REF! | #REF! | #REF! | #REF! | #REF! | #REF! | #REF! | #REF! | #REF! | #REF! |  |  |  | #REF! | #REF! | #REF! | #REF! | #REF! | #REF! | #REF! |  | #REF! |  | #REF! | #REF! | #REF! | #REF! | #REF! | #REF! | #REF! | #REF! | #REF! | #REF! | #REF! | #REF! |  |  | #REF! |  |  |  | #REF! | 0 | 0 |  |  |  |  | #REF! | #REF! | #REF! | #REF! | #REF! | #REF! | #REF! |  | #REF! |  | #REF! | #REF! | #REF! | #REF! | #REF! | #REF! | #REF! | #REF! | #REF! | #REF! | #REF! | #REF! | #REF! | #REF! | #REF! | #REF! | #REF! | #REF! | #REF! | #REF! | #REF! | #REF! | #REF! | #REF! | #REF! | #REF! | #REF! | #REF! | #REF! | #REF! | #REF! | #REF! | #REF! | #REF! | #REF! | #REF! | #REF! | #REF! | #REF! | #REF! | #REF! | #REF! | #REF! | #REF! | #REF! | #REF! | #REF! | #REF! | #REF! | #REF! | #REF! | #REF! | #REF! | #REF! | #REF! | #REF! | #REF! | #REF! | #REF! | #REF! | #REF! | [10 empty] | 0 | 0 | 0 | 0 | 0 | 0 | 0 |  |  | 0 | 0 | 0 | 0 | 0 | 0 | 0 | 0 | 0 | 0 | 0 | 0 | 0 | 0 | 0 | 0 | 0 | 0 | 0 | 0 | #REF! | #REF! |  | #REF! |  | #REF! | #REF! | #REF! | #REF! | #REF! | #REF! | #REF! | #REF! | #REF! | #REF! | #REF! | #REF! | #REF! | #REF! | #REF! | #REF! | #REF! | #REF! |  |  | 138 | C-221 | N | 138 | C-221 | 0.64287 | C-223 | 1.1704 | Menor o igual que 1,2 | 1
[276 empty] | 139 | C-222 | N | 139 | C-222 | 0.21978 | C-224 | 2.159 | Entre 2 y 3 | 1
#REF! | #REF! | #REF! | #REF! | #REF! | #REF! | #REF! | #REF! | #REF! | #REF! | #REF! | #REF! | #REF! | #REF! | #REF! | #REF! | #REF! | #REF! | #REF! | #REF! | #REF! | 3 | #REF! | #REF! | #REF! | #REF! | #REF! | #REF! | #REF! | #REF! | #REF! | #REF! | #REF! | #REF! | #REF! | #REF! | #REF! | #REF! | #REF! | #REF! | 50 | #REF! | #REF! | #REF! | #REF! | #REF! | #REF! | #REF! | #REF! | #REF! | #REF! | 0 | #REF! | #REF! | #REF! |  |  | #REF! | #REF! |  | 20 | #REF! |  | #REF! | #REF! | #REF! | #REF! | #REF! | #REF! | #REF! | #REF! | #REF! | #REF! | #REF! | #REF! | #REF! | #REF! | #REF! | #REF! | #REF! | #REF! | #REF! | #REF! | #REF! | #REF! | #REF! | #REF! | #REF! | #REF! | #REF! | #REF! | #REF! | #REF! | #REF! | #REF! | #REF! | #REF! | #REF! | #REF! | #REF! | #REF! | #REF! | #REF! |  |  |  | #REF! | #REF! | #REF! | #REF! | #REF! | #REF! | #REF! |  | #REF! |  | #REF! | #REF! | #REF! | #REF! | #REF! | #REF! | #REF! | #REF! | #REF! | #REF! | #REF! | #REF! |  |  | #REF! |  |  |  | #REF! | 0 | 0 |  |  |  |  | #REF! | #REF! | #REF! | #REF! | #REF! | #REF! | #REF! |  | #REF! |  | #REF! | #REF! | #REF! | #REF! | #REF! | #REF! | #REF! | #REF! | #REF! | #REF! | #REF! | #REF! | #REF! | #REF! | #REF! | #REF! | #REF! | #REF! | #REF! | #REF! | #REF! | #REF! | #REF! | #REF! | #REF! | #REF! | #REF! | #REF! | #REF! | #REF! | #REF! | #REF! | #REF! | #REF! | #REF! | #REF! | #REF! | #REF! | #REF! | #REF! | #REF! | #REF! | #REF! | #REF! | #REF! | #REF! | #REF! | #REF! | #REF! | #REF! | #REF! | #REF! | #REF! | #REF! | #REF! | #REF! | #REF! | #REF! | #REF! | #REF! | #REF! | [10 empty] | 0 | 0 | 0 | 0 | 0 | 0 | 0 |  |  | 0 | 0 | 0 | 0 | 0 | 0 | 0 | 0 | 0 | 0 | 0 | 0 | 0 | 0 | 0 | 0 | 0 | 0 | 0 | 0 | #REF! | #REF! |  | #REF! |  | #REF! | #REF! | #REF! | #REF! | #REF! | #REF! | #REF! | #REF! | #REF! | #REF! | #REF! | #REF! | #REF! | #REF! | #REF! | #REF! | #REF! | #REF! |  |  | 140 | C-223 | N | 140 | C-223 | 1.1704 | C-225 | 2.1404 | Entre 2 y 3 | 1
#REF! | #REF! | #REF! | #REF! | #REF! | #REF! | #REF! | #REF! | #REF! | #REF! | #REF! | #REF! | #REF! | #REF! | #REF! | #REF! | #REF! | #REF! | #REF! | #REF! | #REF! | 3 | #REF! | #REF! | #REF! | #REF! | #REF! | #REF! | #REF! | #REF! | #REF! | #REF! | #REF! | #REF! | #REF! | #REF! | #REF! | #REF! | #REF! | #REF! | 50 | #REF! | #REF! | #REF! | #REF! | #REF! | #REF! | #REF! | #REF! | #REF! | #REF! | 0 | #REF! | #REF! | #REF! |  |  | #REF! | #REF! |  | 20 | #REF! |  | #REF! | #REF! | #REF! | #REF! | #REF! | #REF! | #REF! | #REF! | #REF! | #REF! | #REF! | #REF! | #REF! | #REF! | #REF! | #REF! | #REF! | #REF! | #REF! | #REF! | #REF! | #REF! | #REF! | #REF! | #REF! | #REF! | #REF! | #REF! | #REF! | #REF! | #REF! | #REF! | #REF! | #REF! | #REF! | #REF! | #REF! | #REF! | #REF! | #REF! |  |  |  | #REF! | #REF! | #REF! | #REF! | #REF! | #REF! | #REF! |  | #REF! |  | #REF! | #REF! | #REF! | #REF! | #REF! | #REF! | #REF! | #REF! | #REF! | #REF! | #REF! | #REF! |  |  | #REF! |  |  |  | #REF! | 0 | 0 |  |  |  |  | #REF! | #REF! | #REF! | #REF! | #REF! | #REF! | #REF! |  | #REF! |  | #REF! | #REF! | #REF! | #REF! | #REF! | #REF! | #REF! | #REF! | #REF! | #REF! | #REF! | #REF! | #REF! | #REF! | #REF! | #REF! | #REF! | #REF! | #REF! | #REF! | #REF! | #REF! | #REF! | #REF! | #REF! | #REF! | #REF! | #REF! | #REF! | #REF! | #REF! | #REF! | #REF! | #REF! | #REF! | #REF! | #REF! | #REF! | #REF! | #REF! | #REF! | #REF! | #REF! | #REF! | #REF! | #REF! | #REF! | #REF! | #REF! | #REF! | #REF! | #REF! | #REF! | #REF! | #REF! | #REF! | #REF! | #REF! | #REF! | #REF! | #REF! | [10 empty] | 0 | 0 | 0 | 0 | 0 | 0 | 0 |  |  | 0 | 0 | 0 | 0 | 0 | 0 | 0 | 0 | 0 | 0 | 0 | 0 | 0 | 0 | 0 | 0 | 0 | 0 | 0 | 0 | #REF! | #REF! |  | #REF! |  | #REF! | #REF! | #REF! | #REF! | #REF! | #REF! | #REF! | #REF! | #REF! | #REF! | #REF! | #REF! | #REF! | #REF! | #REF! | #REF! | #REF! | #REF! |  |  | 141 | C-224 | N | 141 | C-224 | 2.159 | C-226 | 1.147 | Menor o igual que 1,2 | 1
#REF! | #REF! | #REF! | #REF! | #REF! | #REF! | #REF! | #REF! | #REF! | #REF! | #REF! | #REF! | #REF! | #REF! | #REF! | #REF! | #REF! | #REF! | #REF! | #REF! | #REF! | 3 | #REF! | #REF! | #REF! | #REF! | #REF! | #REF! | #REF! | #REF! | #REF! | #REF! | #REF! | #REF! | #REF! | #REF! | #REF! | #REF! | #REF! | #REF! | 50 | #REF! | #REF! | #REF! | #REF! | #REF! | #REF! | #REF! | #REF! | #REF! | #REF! | 0 | #REF! | #REF! | #REF! |  |  | #REF! | #REF! |  | 20 | #REF! |  | #REF! | #REF! | #REF! | #REF! | #REF! | #REF! | #REF! | #REF! | #REF! | #REF! | #REF! | #REF! | #REF! | #REF! | #REF! | #REF! | #REF! | #REF! | #REF! | #REF! | #REF! | #REF! | #REF! | #REF! | #REF! | #REF! | #REF! | #REF! | #REF! | #REF! | #REF! | #REF! | #REF! | #REF! | #REF! | #REF! | #REF! | #REF! | #REF! | #REF! |  |  |  | #REF! | #REF! | #REF! | #REF! | #REF! | #REF! | #REF! |  | #REF! |  | #REF! | #REF! | #REF! | #REF! | #REF! | #REF! | #REF! | #REF! | #REF! | #REF! | #REF! | #REF! |  |  | #REF! |  |  |  | #REF! | 0 | 0 |  |  |  |  | #REF! | #REF! | #REF! | #REF! | #REF! | #REF! | #REF! |  | #REF! |  | #REF! | #REF! | #REF! | #REF! | #REF! | #REF! | #REF! | #REF! | #REF! | #REF! | #REF! | #REF! | #REF! | #REF! | #REF! | #REF! | #REF! | #REF! | #REF! | #REF! | #REF! | #REF! | #REF! | #REF! | #REF! | #REF! | #REF! | #REF! | #REF! | #REF! | #REF! | #REF! | #REF! | #REF! | #REF! | #REF! | #REF! | #REF! | #REF! | #REF! | #REF! | #REF! | #REF! | #REF! | #REF! | #REF! | #REF! | #REF! | #REF! | #REF! | #REF! | #REF! | #REF! | #REF! | #REF! | #REF! | #REF! | #REF! | #REF! | #REF! | #REF! | [10 empty] | 0 | 0 | 0 | 0 | 0 | 0 | 0 |  |  | 0 | 0 | 0 | 0 | 0 | 0 | 0 | 0 | 0 | 0 | 0 | 0 | 0 | 0 | 0 | 0 | 0 | 0 | 0 | 0 | #REF! | #REF! |  | #REF! |  | #REF! | #REF! | #REF! | #REF! | #REF! | #REF! | #REF! | #REF! | #REF! | #REF! | #REF! | #REF! | #REF! | #REF! | #REF! | #REF! | #REF! | #REF! |  |  | 142 | C-225 | N | 142 | C-225 | 2.1404 | C-227 | 1.2469 | Entre 1,2 y 2 | 1
#REF! | #REF! | #REF! | #REF! | #REF! | #REF! | #REF! | #REF! | #REF! | #REF! | #REF! | #REF! | #REF! | #REF! | #REF! | #REF! | #REF! | #REF! | #REF! | #REF! | #REF! | 3 | #REF! | #REF! | #REF! | #REF! | #REF! | #REF! | #REF! | #REF! | #REF! | #REF! | #REF! | #REF! | #REF! | #REF! | #REF! | #REF! | #REF! | #REF! | 50 | #REF! | #REF! | #REF! | #REF! | #REF! | #REF! | #REF! | #REF! | #REF! | #REF! | 0 | #REF! | #REF! | #REF! |  |  | #REF! | #REF! |  | 20 | #REF! |  | #REF! | #REF! | #REF! | #REF! | #REF! | #REF! | #REF! | #REF! | #REF! | #REF! | #REF! | #REF! | #REF! | #REF! | #REF! | #REF! | #REF! | #REF! | #REF! | #REF! | #REF! | #REF! | #REF! | #REF! | #REF! | #REF! | #REF! | #REF! | #REF! | #REF! | #REF! | #REF! | #REF! | #REF! | #REF! | #REF! | #REF! | #REF! | #REF! | #REF! |  |  |  | #REF! | #REF! | #REF! | #REF! | #REF! | #REF! | #REF! |  | #REF! |  | #REF! | #REF! | #REF! | #REF! | #REF! | #REF! | #REF! | #REF! | #REF! | #REF! | #REF! | #REF! |  |  | #REF! |  |  |  | #REF! | 0 | 0 |  |  |  |  | #REF! | #REF! | #REF! | #REF! | #REF! | #REF! | #REF! |  | #REF! |  | #REF! | #REF! | #REF! | #REF! | #REF! | #REF! | #REF! | #REF! | #REF! | #REF! | #REF! | #REF! | #REF! | #REF! | #REF! | #REF! | #REF! | #REF! | #REF! | #REF! | #REF! | #REF! | #REF! | #REF! | #REF! | #REF! | #REF! | #REF! | #REF! | #REF! | #REF! | #REF! | #REF! | #REF! | #REF! | #REF! | #REF! | #REF! | #REF! | #REF! | #REF! | #REF! | #REF! | #REF! | #REF! | #REF! | #REF! | #REF! | #REF! | #REF! | #REF! | #REF! | #REF! | #REF! | #REF! | #REF! | #REF! | #REF! | #REF! | #REF! | #REF! | [10 empty] | 0 | 0 | 0 | 0 | 0 | 0 | 0 |  |  | 0 | 0 | 0 | 0 | 0 | 0 | 0 | 0 | 0 | 0 | 0 | 0 | 0 | 0 | 0 | 0 | 0 | 0 | 0 | 0 | #REF! | #REF! |  | #REF! |  | #REF! | #REF! | #REF! | #REF! | #REF! | #REF! | #REF! | #REF! | #REF! | #REF! | #REF! | #REF! | #REF! | #REF! | #REF! | #REF! | #REF! | #REF! |  |  | 143 | C-226 | N | 143 | C-226 | 1.147 | C-147 | 1.9985 | Entre 1,2 y 2 | 1
#REF! | #REF! | #REF! | #REF! | #REF! | #REF! | #REF! | #REF! | #REF! | #REF! | #REF! | #REF! | #REF! | #REF! | #REF! | #REF! | #REF! | #REF! | #REF! | #REF! | #REF! | 3 | #REF! | #REF! | #REF! | #REF! | #REF! | #REF! | #REF! | #REF! | #REF! | #REF! | #REF! | #REF! | #REF! | #REF! | #REF! | #REF! | #REF! | #REF! | 50 | #REF! | #REF! | #REF! | #REF! | #REF! | #REF! | #REF! | #REF! | #REF! | #REF! | 0 | #REF! | #REF! | #REF! |  |  | #REF! | #REF! |  | 20 | #REF! |  | #REF! | #REF! | #REF! | #REF! | #REF! | #REF! | #REF! | #REF! | #REF! | #REF! | #REF! | #REF! | #REF! | #REF! | #REF! | #REF! | #REF! | #REF! | #REF! | #REF! | #REF! | #REF! | #REF! | #REF! | #REF! | #REF! | #REF! | #REF! | #REF! | #REF! | #REF! | #REF! | #REF! | #REF! | #REF! | #REF! | #REF! | #REF! | #REF! | #REF! |  |  |  | #REF! | #REF! | #REF! | #REF! | #REF! | #REF! | #REF! |  | #REF! |  | #REF! | #REF! | #REF! | #REF! | #REF! | #REF! | #REF! | #REF! | #REF! | #REF! | #REF! | #REF! |  |  | #REF! |  |  |  | #REF! | 0 | 0 |  |  |  |  | #REF! | #REF! | #REF! | #REF! | #REF! | #REF! | #REF! |  | #REF! |  | #REF! | #REF! | #REF! | #REF! | #REF! | #REF! | #REF! | #REF! | #REF! | #REF! | #REF! | #REF! | #REF! | #REF! | #REF! | #REF! | #REF! | #REF! | #REF! | #REF! | #REF! | #REF! | #REF! | #REF! | #REF! | #REF! | #REF! | #REF! | #REF! | #REF! | #REF! | #REF! | #REF! | #REF! | #REF! | #REF! | #REF! | #REF! | #REF! | #REF! | #REF! | #REF! | #REF! | #REF! | #REF! | #REF! | #REF! | #REF! | #REF! | #REF! | #REF! | #REF! | #REF! | #REF! | #REF! | #REF! | #REF! | #REF! | #REF! | #REF! | #REF! | [10 empty] | 0 | 0 | 0 | 0 | 0 | 0 | 0 |  |  | 0 | 0 | 0 | 0 | 0 | 0 | 0 | 0 | 0 | 0 | 0 | 0 | 0 | 0 | 0 | 0 | 0 | 0 | 0 | 0 | #REF! | #REF! |  | #REF! |  | #REF! | #REF! | #REF! | #REF! | #REF! | #REF! | #REF! | #REF! | #REF! | #REF! | #REF! | #REF! | #REF! | #REF! | #REF! | #REF! | #REF! | #REF! |  |  | 144 | C-227 | N | 144 | C-227 | 1.2469 | C-151 | 1.7482 | Entre 1,2 y 2 | 1
#REF! | #REF! | #REF! | #REF! | #REF! | #REF! | #REF! | #REF! | #REF! | #REF! | #REF! | #REF! | #REF! | #REF! | #REF! | #REF! | #REF! | #REF! | #REF! | #REF! | #REF! | 3 | #REF! | #REF! | #REF! | #REF! | #REF! | #REF! | #REF! | #REF! | #REF! | #REF! | #REF! | #REF! | #REF! | #REF! | #REF! | #REF! | #REF! | #REF! | 50 | #REF! | #REF! | #REF! | #REF! | #REF! | #REF! | #REF! | #REF! | #REF! | #REF! | #REF! | #REF! | #REF! | #REF! |  |  | #REF! | #REF! |  | 20 | #REF! |  | #REF! | #REF! | #REF! | #REF! | #REF! | #REF! | #REF! | #REF! | #REF! | #REF! | #REF! | #REF! | #REF! | #REF! | #REF! | #REF! | #REF! | #REF! | #REF! | #REF! | #REF! | #REF! | #REF! | #REF! | #REF! | #REF! | #REF! | #REF! | #REF! | #REF! | #REF! | #REF! | #REF! | #REF! | #REF! | #REF! | #REF! | #REF! | #REF! | #REF! |  |  |  | #REF! | #REF! | #REF! | #REF! | #REF! | #REF! | #REF! |  | #REF! |  | #REF! | #REF! | #REF! | #REF! | #REF! | #REF! | #REF! | #REF! | #REF! | #REF! | #REF! | #REF! |  |  | #REF! |  |  |  | #REF! | 0 | 0 |  |  |  |  | #REF! | #REF! | #REF! | #REF! | #REF! | #REF! | #REF! |  | #REF! |  | #REF! | #REF! | #REF! | #REF! | #REF! | #REF! | #REF! | #REF! | #REF! | #REF! | #REF! | #REF! | #REF! | #REF! | #REF! | #REF! | #REF! | #REF! | #REF! | #REF! | #REF! | #REF! | #REF! | #REF! | #REF! | #REF! | #REF! | #REF! | #REF! | #REF! | #REF! | #REF! | #REF! | #REF! | #REF! | #REF! | #REF! | #REF! | #REF! | #REF! | #REF! | #REF! | #REF! | #REF! | #REF! | #REF! | #REF! | #REF! | #REF! | #REF! | #REF! | #REF! | #REF! | #REF! | #REF! | #REF! | #REF! | #REF! | #REF! | #REF! | #REF! | [10 empty] | 0 | 0 | 0 | 0 | 0 | 0 | 0 |  |  | 0 | 0 | 0 | 0 | 0 | 0 | 0 | 0 | 0 | 0 | 0 | 0 | 0 | 0 | 0 | 0 | 0 | 0 | 0 | 0 | #REF! | #REF! |  | #REF! |  | #REF! | #REF! | #REF! | #REF! | #REF! | #REF! | #REF! | #REF! | #REF! | #REF! | #REF! | #REF! | #REF! | #REF! | #REF! | #REF! | #REF! | #REF! |  |  | 145 | C-147 | N | 145 | C-147 | 1.9985 | C-243 | 1.6917 | Entre 1,2 y 2 | 1
#REF! | #REF! | #REF! | #REF! | #REF! | #REF! | #REF! | #REF! | #REF! | #REF! | #REF! | #REF! | #REF! | #REF! | #REF! | #REF! | #REF! | #REF! | #REF! | #REF! | #REF! | 3 | #REF! | #REF! | #REF! | #REF! | #REF! | #REF! | #REF! | #REF! | #REF! | #REF! | #REF! | #REF! | #REF! | #REF! | #REF! | #REF! | #REF! | #REF! | 50 | #REF! | #REF! | #REF! | #REF! | #REF! | #REF! | #REF! | #REF! | #REF! | #REF! | #REF! | #REF! | #REF! | #REF! |  |  | #REF! | #REF! |  | 20 | #REF! |  | #REF! | #REF! | #REF! | #REF! | #REF! | #REF! | #REF! | #REF! | #REF! | #REF! | #REF! | #REF! | #REF! | #REF! | #REF! | #REF! | #REF! | #REF! | #REF! | #REF! | #REF! | #REF! | #REF! | #REF! | #REF! | #REF! | #REF! | #REF! | #REF! | #REF! | #REF! | #REF! | #REF! | #REF! | #REF! | #REF! | #REF! | #REF! | #REF! | #REF! |  |  |  | #REF! | #REF! | #REF! | #REF! | #REF! | #REF! | #REF! |  | #REF! |  | #REF! | #REF! | #REF! | #REF! | #REF! | #REF! | #REF! | #REF! | #REF! | #REF! | #REF! | #REF! |  |  | #REF! |  |  |  | #REF! | 0 | 0 |  |  |  |  | #REF! | #REF! | #REF! | #REF! | #REF! | #REF! | #REF! |  | #REF! |  | #REF! | #REF! | #REF! | #REF! | #REF! | #REF! | #REF! | #REF! | #REF! | #REF! | #REF! | #REF! | #REF! | #REF! | #REF! | #REF! | #REF! | #REF! | #REF! | #REF! | #REF! | #REF! | #REF! | #REF! | #REF! | #REF! | #REF! | #REF! | #REF! | #REF! | #REF! | #REF! | #REF! | #REF! | #REF! | #REF! | #REF! | #REF! | #REF! | #REF! | #REF! | #REF! | #REF! | #REF! | #REF! | #REF! | #REF! | #REF! | #REF! | #REF! | #REF! | #REF! | #REF! | #REF! | #REF! | #REF! | #REF! | #REF! | #REF! | #REF! | #REF! | [10 empty] | 0 | 0 | 0 | 0 | 0 | 0 | 0 |  |  | 0 | 0 | 0 | 0 | 0 | 0 | 0 | 0 | 0 | 0 | 0 | 0 | 0 | 0 | 0 | 0 | 0 | 0 | 0 | 0 | #REF! | #REF! |  | #REF! |  | #REF! | #REF! | #REF! | #REF! | #REF! | #REF! | #REF! | #REF! | #REF! | #REF! | #REF! | #REF! | #REF! | #REF! | #REF! | #REF! | #REF! | #REF! |  |  | 146 | C-151 | N | 146 | C-151 | 1.7482 | C-256 | 1.3 | Entre 1,2 y 2 | 1
#REF! | #REF! | #REF! | #REF! | #REF! | #REF! | #REF! | #REF! | #REF! | #REF! | #REF! | #REF! | #REF! | #REF! | #REF! | #REF! | #REF! | #REF! | #REF! | #REF! | #REF! | 3 | #REF! | #REF! | #REF! | #REF! | #REF! | #REF! | #REF! | #REF! | #REF! | #REF! | #REF! | #REF! | #REF! | #REF! | #REF! | #REF! | #REF! | #REF! | 50 | #REF! | #REF! | #REF! | #REF! | #REF! | #REF! | #REF! | #REF! | #REF! | #REF! | #REF! | #REF! | #REF! | #REF! |  |  | #REF! | #REF! |  | 20 | #REF! |  | #REF! | #REF! | #REF! | #REF! | #REF! | #REF! | #REF! | #REF! | #REF! | #REF! | #REF! | #REF! | #REF! | #REF! | #REF! | #REF! | #REF! | #REF! | #REF! | #REF! | #REF! | #REF! | #REF! | #REF! | #REF! | #REF! | #REF! | #REF! | #REF! | #REF! | #REF! | #REF! | #REF! | #REF! | #REF! | #REF! | #REF! | #REF! | #REF! | #REF! |  |  |  | #REF! | #REF! | #REF! | #REF! | #REF! | #REF! | #REF! |  | #REF! |  | #REF! | #REF! | #REF! | #REF! | #REF! | #REF! | #REF! | #REF! | #REF! | #REF! | #REF! | #REF! |  |  | #REF! |  |  |  | #REF! | 0 | 0 |  |  |  |  | #REF! | #REF! | #REF! | #REF! | #REF! | #REF! | #REF! |  | #REF! |  | #REF! | #REF! | #REF! | #REF! | #REF! | #REF! | #REF! | #REF! | #REF! | #REF! | #REF! | #REF! | #REF! | #REF! | #REF! | #REF! | #REF! | #REF! | #REF! | #REF! | #REF! | #REF! | #REF! | #REF! | #REF! | #REF! | #REF! | #REF! | #REF! | #REF! | #REF! | #REF! | #REF! | #REF! | #REF! | #REF! | #REF! | #REF! | #REF! | #REF! | #REF! | #REF! | #REF! | #REF! | #REF! | #REF! | #REF! | #REF! | #REF! | #REF! | #REF! | #REF! | #REF! | #REF! | #REF! | #REF! | #REF! | #REF! | #REF! | #REF! | #REF! | [10 empty] | 0 | 0 | 0 | 0 | 0 | 0 | 0 |  |  | 0 | 0 | 0 | 0 | 0 | 0 | 0 | 0 | 0 | 0 | 0 | 0 | 0 | 0 | 0 | 0 | 0 | 0 | 0 | 0 | #REF! | #REF! |  | #REF! |  | #REF! | #REF! | #REF! | #REF! | #REF! | #REF! | #REF! | #REF! | #REF! | #REF! | #REF! | #REF! | #REF! | #REF! | #REF! | #REF! | #REF! | #REF! |  |  | 147 | C-243 | N | 147 | C-243 | 1.6917 | C-257 | 1.0784 | Menor o igual que 1,2 | 1
#REF! | #REF! | #REF! | #REF! | #REF! | #REF! | #REF! | #REF! | #REF! | #REF! | #REF! | #REF! | #REF! | #REF! | #REF! | #REF! | #REF! | #REF! | #REF! | #REF! | #REF! | 3 | #REF! | #REF! | #REF! | #REF! | #REF! | #REF! | #REF! | #REF! | #REF! | #REF! | #REF! | #REF! | #REF! | #REF! | #REF! | #REF! | #REF! | #REF! | 50 | #REF! | #REF! | #REF! | #REF! | #REF! | #REF! | #REF! | #REF! | #REF! | #REF! | #REF! | #REF! | #REF! | #REF! |  |  | #REF! | #REF! |  | 20 | #REF! |  | #REF! | #REF! | #REF! | #REF! | #REF! | #REF! | #REF! | #REF! | #REF! | #REF! | #REF! | #REF! | #REF! | #REF! | #REF! | #REF! | #REF! | #REF! | #REF! | #REF! | #REF! | #REF! | #REF! | #REF! | #REF! | #REF! | #REF! | #REF! | #REF! | #REF! | #REF! | #REF! | #REF! | #REF! | #REF! | #REF! | #REF! | #REF! | #REF! | #REF! |  |  |  | #REF! | #REF! | #REF! | #REF! | #REF! | #REF! | #REF! |  | #REF! |  | #REF! | #REF! | #REF! | #REF! | #REF! | #REF! | #REF! | #REF! | #REF! | #REF! | #REF! | #REF! |  |  | #REF! |  |  |  | #REF! | 0 | 0 |  |  |  |  | #REF! | #REF! | #REF! | #REF! | #REF! | #REF! | #REF! |  | #REF! |  | #REF! | #REF! | #REF! | #REF! | #REF! | #REF! | #REF! | #REF! | #REF! | #REF! | #REF! | #REF! | #REF! | #REF! | #REF! | #REF! | #REF! | #REF! | #REF! | #REF! | #REF! | #REF! | #REF! | #REF! | #REF! | #REF! | #REF! | #REF! | #REF! | #REF! | #REF! | #REF! | #REF! | #REF! | #REF! | #REF! | #REF! | #REF! | #REF! | #REF! | #REF! | #REF! | #REF! | #REF! | #REF! | #REF! | #REF! | #REF! | #REF! | #REF! | #REF! | #REF! | #REF! | #REF! | #REF! | #REF! | #REF! | #REF! | #REF! | #REF! | #REF! | [10 empty] | 0 | 0 | 0 | 0 | 0 | 0 | 0 |  |  | 0 | 0 | 0 | 0 | 0 | 0 | 0 | 0 | 0 | 0 | 0 | 0 | 0 | 0 | 0 | 0 | 0 | 0 | 0 | 0 | #REF! | #REF! |  | #REF! |  | #REF! | #REF! | #REF! | #REF! | #REF! | #REF! | #REF! | #REF! | #REF! | #REF! | #REF! | #REF! | #REF! | #REF! | #REF! | #REF! | #REF! | #REF! |  |  | 148 | C-256 | N | 148 | C-256 | 1 | C-258 | 0.59629 | Menor o igual que 1,2 | 1
#REF! | #REF! | #REF! | #REF! | #REF! | #REF! | #REF! | #REF! | #REF! | #REF! | #REF! | #REF! | #REF! | #REF! | #REF! | #REF! | #REF! | #REF! | #REF! | #REF! | #REF! | 3 | #REF! | #REF! | #REF! | #REF! | #REF! | #REF! | #REF! | #REF! | #REF! | #REF! | #REF! | #REF! | #REF! | #REF! | #REF! | #REF! | #REF! | #REF! | 50 | #REF! | #REF! | #REF! | #REF! | #REF! | #REF! | #REF! | #REF! | #REF! | #REF! | #REF! | #REF! | #REF! | #REF! |  |  | #REF! | #REF! |  | 20 | #REF! |  | #REF! | #REF! | #REF! | #REF! | #REF! | #REF! | #REF! | #REF! | #REF! | #REF! | #REF! | #REF! | #REF! | #REF! | #REF! | #REF! | #REF! | #REF! | #REF! | #REF! | #REF! | #REF! | #REF! | #REF! | #REF! | #REF! | #REF! | #REF! | #REF! | #REF! | #REF! | #REF! | #REF! | #REF! | #REF! | #REF! | #REF! | #REF! | #REF! | #REF! |  |  |  | #REF! | #REF! | #REF! | #REF! | #REF! | #REF! | #REF! |  | #REF! |  | #REF! | #REF! | #REF! | #REF! | #REF! | #REF! | #REF! | #REF! | #REF! | #REF! | #REF! | #REF! |  |  | #REF! |  |  |  | #REF! | 0 | 0 |  |  |  |  | #REF! | #REF! | #REF! | #REF! | #REF! | #REF! | #REF! |  | #REF! |  | #REF! | #REF! | #REF! | #REF! | #REF! | #REF! | #REF! | #REF! | #REF! | #REF! | #REF! | #REF! | #REF! | #REF! | #REF! | #REF! | #REF! | #REF! | #REF! | #REF! | #REF! | #REF! | #REF! | #REF! | #REF! | #REF! | #REF! | #REF! | #REF! | #REF! | #REF! | #REF! | #REF! | #REF! | #REF! | #REF! | #REF! | #REF! | #REF! | #REF! | #REF! | #REF! | #REF! | #REF! | #REF! | #REF! | #REF! | #REF! | #REF! | #REF! | #REF! | #REF! | #REF! | #REF! | #REF! | #REF! | #REF! | #REF! | #REF! | #REF! | #REF! | [10 empty] | 0 | 0 | 0 | 0 | 0 | 0 | 0 |  |  | 0 | 0 | 0 | 0 | 0 | 0 | 0 | 0 | 0 | 0 | 0 | 0 | 0 | 0 | 0 | 0 | 0 | 0 | 0 | 0 | #REF! | #REF! |  | #REF! |  | #REF! | #REF! | #REF! | #REF! | #REF! | #REF! | #REF! | #REF! | #REF! | #REF! | #REF! | #REF! | #REF! | #REF! | #REF! | #REF! | #REF! | #REF! |  |  | 149 | C-257 | N | 149 | C-257 | 1.0784 | C-259 | 0.74216 | Menor o igual que 1,2 | 1
#REF! | #REF! | #REF! | #REF! | #REF! | #REF! | #REF! | #REF! | #REF! | #REF! | #REF! | #REF! | #REF! | #REF! | #REF! | #REF! | #REF! | #REF! | #REF! | #REF! | #REF! | 3 | #REF! | #REF! | #REF! | #REF! | #REF! | #REF! | #REF! | #REF! | #REF! | #REF! | #REF! | #REF! | #REF! | #REF! | #REF! | #REF! | #REF! | #REF! | 50 | #REF! | #REF! | #REF! | #REF! | #REF! | #REF! | #REF! | #REF! | #REF! | #REF! | #REF! | #REF! | #REF! | #REF! |  |  | #REF! | #REF! |  | 20 | #REF! |  | #REF! | #REF! | #REF! | #REF! | #REF! | #REF! | #REF! | #REF! | #REF! | #REF! | #REF! | #REF! | #REF! | #REF! | #REF! | #REF! | #REF! | #REF! | #REF! | #REF! | #REF! | #REF! | #REF! | #REF! | #REF! | #REF! | #REF! | #REF! | #REF! | #REF! | #REF! | #REF! | #REF! | #REF! | #REF! | #REF! | #REF! | #REF! | #REF! | #REF! |  |  |  | #REF! | #REF! | #REF! | #REF! | #REF! | #REF! | #REF! |  | #REF! |  | #REF! | #REF! | #REF! | #REF! | #REF! | #REF! | #REF! | #REF! | #REF! | #REF! | #REF! | #REF! |  |  | #REF! |  |  |  | #REF! | 0 | 0 |  |  |  |  | #REF! | #REF! | #REF! | #REF! | #REF! | #REF! | #REF! |  | #REF! |  | #REF! | #REF! | #REF! | #REF! | #REF! | #REF! | #REF! | #REF! | #REF! | #REF! | #REF! | #REF! | #REF! | #REF! | #REF! | #REF! | #REF! | #REF! | #REF! | #REF! | #REF! | #REF! | #REF! | #REF! | #REF! | #REF! | #REF! | #REF! | #REF! | #REF! | #REF! | #REF! | #REF! | #REF! | #REF! | #REF! | #REF! | #REF! | #REF! | #REF! | #REF! | #REF! | #REF! | #REF! | #REF! | #REF! | #REF! | #REF! | #REF! | #REF! | #REF! | #REF! | #REF! | #REF! | #REF! | #REF! | #REF! | #REF! | #REF! | #REF! | #REF! | [10 empty] | 0 | 0 | 0 | 0 | 0 | 0 | 0 |  |  | 0 | 0 | 0 | 0 | 0 | 0 | 0 | 0 | 0 | 0 | 0 | 0 | 0 | 0 | 0 | 0 | 0 | 0 | 0 | 0 | #REF! | #REF! |  | #REF! |  | #REF! | #REF! | #REF! | #REF! | #REF! | #REF! | #REF! | #REF! | #REF! | #REF! | #REF! | #REF! | #REF! | #REF! | #REF! | #REF! | #REF! | #REF! |  |  | 150 | C-256 | N | 150 | C-256 | 1.3 | C-260 | 3.0024 | Entre 3 y 4 | 1
#REF! | #REF! | #REF! | #REF! | #REF! | #REF! | #REF! | #REF! | #REF! | #REF! | #REF! | #REF! | #REF! | #REF! | #REF! | #REF! | #REF! | #REF! | #REF! | #REF! | #REF! | 3 | #REF! | #REF! | #REF! | #REF! | #REF! | #REF! | #REF! | #REF! | #REF! | #REF! | #REF! | #REF! | #REF! | #REF! | #REF! | #REF! | #REF! | #REF! | 50 | #REF! | #REF! | #REF! | #REF! | #REF! | #REF! | #REF! | #REF! | #REF! | #REF! | #REF! | #REF! | #REF! | #REF! |  |  | #REF! | #REF! |  | 20 | #REF! |  | #REF! | #REF! | #REF! | #REF! | #REF! | #REF! | #REF! | #REF! | #REF! | #REF! | #REF! | #REF! | #REF! | #REF! | #REF! | #REF! | #REF! | #REF! | #REF! | #REF! | #REF! | #REF! | #REF! | #REF! | #REF! | #REF! | #REF! | #REF! | #REF! | #REF! | #REF! | #REF! | #REF! | #REF! | #REF! | #REF! | #REF! | #REF! | #REF! | #REF! |  |  |  | #REF! | #REF! | #REF! | #REF! | #REF! | #REF! | #REF! |  | #REF! |  | #REF! | #REF! | #REF! | #REF! | #REF! | #REF! | #REF! | #REF! | #REF! | #REF! | #REF! | #REF! |  |  | #REF! |  |  |  | #REF! | 0 | 0 |  |  |  |  | #REF! | #REF! | #REF! | #REF! | #REF! | #REF! | #REF! |  | #REF! |  | #REF! | #REF! | #REF! | #REF! | #REF! | #REF! | #REF! | #REF! | #REF! | #REF! | #REF! | #REF! | #REF! | #REF! | #REF! | #REF! | #REF! | #REF! | #REF! | #REF! | #REF! | #REF! | #REF! | #REF! | #REF! | #REF! | #REF! | #REF! | #REF! | #REF! | #REF! | #REF! | #REF! | #REF! | #REF! | #REF! | #REF! | #REF! | #REF! | #REF! | #REF! | #REF! | #REF! | #REF! | #REF! | #REF! | #REF! | #REF! | #REF! | #REF! | #REF! | #REF! | #REF! | #REF! | #REF! | #REF! | #REF! | #REF! | #REF! | #REF! | #REF! | [10 empty] | 0 | 0 | 0 | 0 | 0 | 0 | 0 |  |  | 0 | 0 | 0 | 0 | 0 | 0 | 0 | 0 | 0 | 0 | 0 | 0 | 0 | 0 | 0 | 0 | 0 | 0 | 0 | 0 | #REF! | #REF! |  | #REF! |  | #REF! | #REF! | #REF! | #REF! | #REF! | #REF! | #REF! | #REF! | #REF! | #REF! | #REF! | #REF! | #REF! | #REF! | #REF! | #REF! | #REF! | #REF! |  |  | 151 | C-258 | N | 151 | C-258 | 0.59629 | C-271 | 1.2 | Menor o igual que 1,2 | 1
#REF! | #REF! | #REF! | #REF! | #REF! | #REF! | #REF! | #REF! | #REF! | #REF! | #REF! | #REF! | #REF! | #REF! | #REF! | #REF! | #REF! | #REF! | #REF! | #REF! | #REF! | 3 | #REF! | #REF! | #REF! | #REF! | #REF! | #REF! | #REF! | #REF! | #REF! | #REF! | #REF! | #REF! | #REF! | #REF! | #REF! | #REF! | #REF! | #REF! | 50 | #REF! | #REF! | #REF! | #REF! | #REF! | #REF! | #REF! | #REF! | #REF! | #REF! | #REF! | #REF! | #REF! | #REF! |  |  | #REF! | #REF! |  | 20 | #REF! |  | #REF! | #REF! | #REF! | #REF! | #REF! | #REF! | #REF! | #REF! | #REF! | #REF! | #REF! | #REF! | #REF! | #REF! | #REF! | #REF! | #REF! | #REF! | #REF! | #REF! | #REF! | #REF! | #REF! | #REF! | #REF! | #REF! | #REF! | #REF! | #REF! | #REF! | #REF! | #REF! | #REF! | #REF! | #REF! | #REF! | #REF! | #REF! | #REF! | #REF! |  |  |  | #REF! | #REF! | #REF! | #REF! | #REF! | #REF! | #REF! |  | #REF! |  | #REF! | #REF! | #REF! | #REF! | #REF! | #REF! | #REF! | #REF! | #REF! | #REF! | #REF! | #REF! |  |  | #REF! |  |  |  | #REF! | 0 | 0 |  |  |  |  | #REF! | #REF! | #REF! | #REF! | #REF! | #REF! | #REF! |  | #REF! |  | #REF! | #REF! | #REF! | #REF! | #REF! | #REF! | #REF! | #REF! | #REF! | #REF! | #REF! | #REF! | #REF! | #REF! | #REF! | #REF! | #REF! | #REF! | #REF! | #REF! | #REF! | #REF! | #REF! | #REF! | #REF! | #REF! | #REF! | #REF! | #REF! | #REF! | #REF! | #REF! | #REF! | #REF! | #REF! | #REF! | #REF! | #REF! | #REF! | #REF! | #REF! | #REF! | #REF! | #REF! | #REF! | #REF! | #REF! | #REF! | #REF! | #REF! | #REF! | #REF! | #REF! | #REF! | #REF! | #REF! | #REF! | #REF! | #REF! | #REF! | #REF! | [10 empty] | 0 | 0 | 0 | 0 | 0 | 0 | 0 |  |  | 0 | 0 | 0 | 0 | 0 | 0 | 0 | 0 | 0 | 0 | 0 | 0 | 0 | 0 | 0 | 0 | 0 | 0 | 0 | 0 | #REF! | #REF! |  | #REF! |  | #REF! | #REF! | #REF! | #REF! | #REF! | #REF! | #REF! | #REF! | #REF! | #REF! | #REF! | #REF! | #REF! | #REF! | #REF! | #REF! | #REF! | #REF! |  |  | 152 | C-259 | N | 152 | C-259 | 0.74216 | C-274 | 1.0709 | Menor o igual que 1,2 | 1
#REF! | #REF! | #REF! | #REF! | #REF! | #REF! | #REF! | #REF! | #REF! | #REF! | #REF! | #REF! | #REF! | #REF! | #REF! | #REF! | #REF! | #REF! | #REF! | #REF! | #REF! | 3 | #REF! | #REF! | #REF! | #REF! | #REF! | #REF! | #REF! | #REF! | #REF! | #REF! | #REF! | #REF! | #REF! | #REF! | #REF! | #REF! | #REF! | #REF! | 50 | #REF! | #REF! | #REF! | #REF! | #REF! | #REF! | #REF! | #REF! | #REF! | #REF! | #REF! | #REF! | #REF! | #REF! |  |  | #REF! | #REF! |  | 20 | #REF! |  | #REF! | #REF! | #REF! | #REF! | #REF! | #REF! | #REF! | #REF! | #REF! | #REF! | #REF! | #REF! | #REF! | #REF! | #REF! | #REF! | #REF! | #REF! | #REF! | #REF! | #REF! | #REF! | #REF! | #REF! | #REF! | #REF! | #REF! | #REF! | #REF! | #REF! | #REF! | #REF! | #REF! | #REF! | #REF! | #REF! | #REF! | #REF! | #REF! | #REF! |  |  |  | #REF! | #REF! | #REF! | #REF! | #REF! | #REF! | #REF! |  | #REF! |  | #REF! | #REF! | #REF! | #REF! | #REF! | #REF! | #REF! | #REF! | #REF! | #REF! | #REF! | #REF! |  |  | #REF! |  |  |  | #REF! | 0 | 0 |  |  |  |  | #REF! | #REF! | #REF! | #REF! | #REF! | #REF! | #REF! |  | #REF! |  | #REF! | #REF! | #REF! | #REF! | #REF! | #REF! | #REF! | #REF! | #REF! | #REF! | #REF! | #REF! | #REF! | #REF! | #REF! | #REF! | #REF! | #REF! | #REF! | #REF! | #REF! | #REF! | #REF! | #REF! | #REF! | #REF! | #REF! | #REF! | #REF! | #REF! | #REF! | #REF! | #REF! | #REF! | #REF! | #REF! | #REF! | #REF! | #REF! | #REF! | #REF! | #REF! | #REF! | #REF! | #REF! | #REF! | #REF! | #REF! | #REF! | #REF! | #REF! | #REF! | #REF! | #REF! | #REF! | #REF! | #REF! | #REF! | #REF! | #REF! | #REF! | [10 empty] | 0 | 0 | 0 | 0 | 0 | 0 | 0 |  |  | 0 | 0 | 0 | 0 | 0 | 0 | 0 | 0 | 0 | 0 | 0 | 0 | 0 | 0 | 0 | 0 | 0 | 0 | 0 | 0 | #REF! | #REF! |  | #REF! |  | #REF! | #REF! | #REF! | #REF! | #REF! | #REF! | #REF! | #REF! | #REF! | #REF! | #REF! | #REF! | #REF! | #REF! | #REF! | #REF! | #REF! | #REF! |  |  | 153 | C-260 | N | 153 | C-260 | 3.0024 | C-159 | 1 | Menor o igual que 1,2 | 1
#REF! | #REF! | #REF! | #REF! | #REF! | #REF! | #REF! | #REF! | #REF! | #REF! | #REF! | #REF! | #REF! | #REF! | #REF! | #REF! | #REF! | #REF! | #REF! | #REF! | #REF! | 3 | #REF! | #REF! | #REF! | #REF! | #REF! | #REF! | #REF! | #REF! | #REF! | #REF! | #REF! | #REF! | #REF! | #REF! | #REF! | #REF! | #REF! | #REF! | 50 | #REF! | #REF! | #REF! | #REF! | #REF! | #REF! | #REF! | #REF! | #REF! | #REF! | #REF! | #REF! | #REF! | #REF! |  |  | #REF! | #REF! |  | 20 | #REF! |  | #REF! | #REF! | #REF! | #REF! | #REF! | #REF! | #REF! | #REF! | #REF! | #REF! | #REF! | #REF! | #REF! | #REF! | #REF! | #REF! | #REF! | #REF! | #REF! | #REF! | #REF! | #REF! | #REF! | #REF! | #REF! | #REF! | #REF! | #REF! | #REF! | #REF! | #REF! | #REF! | #REF! | #REF! | #REF! | #REF! | #REF! | #REF! | #REF! | #REF! |  |  |  | #REF! | #REF! | #REF! | #REF! | #REF! | #REF! | #REF! |  | #REF! |  | #REF! | #REF! | #REF! | #REF! | #REF! | #REF! | #REF! | #REF! | #REF! | #REF! | #REF! | #REF! |  |  | #REF! |  |  |  | #REF! | 0 | 0 |  |  |  |  | #REF! | #REF! | #REF! | #REF! | #REF! | #REF! | #REF! |  | #REF! |  | #REF! | #REF! | #REF! | #REF! | #REF! | #REF! | #REF! | #REF! | #REF! | #REF! | #REF! | #REF! | #REF! | #REF! | #REF! | #REF! | #REF! | #REF! | #REF! | #REF! | #REF! | #REF! | #REF! | #REF! | #REF! | #REF! | #REF! | #REF! | #REF! | #REF! | #REF! | #REF! | #REF! | #REF! | #REF! | #REF! | #REF! | #REF! | #REF! | #REF! | #REF! | #REF! | #REF! | #REF! | #REF! | #REF! | #REF! | #REF! | #REF! | #REF! | #REF! | #REF! | #REF! | #REF! | #REF! | #REF! | #REF! | #REF! | #REF! | #REF! | #REF! | [10 empty] | 0 | 0 | 0 | 0 | 0 | 0 | 0 |  |  | 0 | 0 | 0 | 0 | 0 | 0 | 0 | 0 | 0 | 0 | 0 | 0 | 0 | 0 | 0 | 0 | 0 | 0 | 0 | 0 | #REF! | #REF! |  | #REF! |  | #REF! | #REF! | #REF! | #REF! | #REF! | #REF! | #REF! | #REF! | #REF! | #REF! | #REF! | #REF! | #REF! | #REF! | #REF! | #REF! | #REF! | #REF! |  |  | 154 | C-271 | N | 154 | C-271 | 1.2 | C-160 | 1.95 | Entre 1,2 y 2 | 1
[276 empty] | 155 | C-274 | N | 155 | C-274 | 1.0709 | C-164 | 1.6846 | Entre 1,2 y 2 | 1
#REF! | #REF! | #REF! | #REF! | #REF! | #REF! | #REF! | #REF! | #REF! | #REF! | #REF! | #REF! | #REF! | #REF! | #REF! | #REF! | #REF! | #REF! | #REF! | #REF! | #REF! | 3 | #REF! | #REF! | #REF! | #REF! | #REF! | #REF! | #REF! | #REF! | #REF! | #REF! | #REF! | #REF! | #REF! | #REF! | #REF! | #REF! | #REF! | #REF! | 50 | #REF! | #REF! | #REF! | #REF! | #REF! | #REF! | #REF! | #REF! | #REF! | #REF! | #REF! | #REF! | #REF! | #REF! |  |  | #REF! | #REF! |  | 20 | #REF! |  | #REF! | #REF! | #REF! | #REF! | #REF! | #REF! | #REF! | #REF! | #REF! | #REF! | #REF! | #REF! | #REF! | #REF! | #REF! | #REF! | #REF! | #REF! | #REF! | #REF! | #REF! | #REF! | #REF! | #REF! | #REF! | #REF! | #REF! | #REF! | #REF! | #REF! | #REF! | #REF! | #REF! | #REF! | #REF! | #REF! | #REF! | #REF! | #REF! | #REF! |  |  |  | #REF! | #REF! | #REF! | #REF! | #REF! | #REF! | #REF! |  | #REF! |  | #REF! | #REF! | #REF! | #REF! | #REF! | #REF! | #REF! | #REF! | #REF! | #REF! | #REF! | #REF! |  |  | #REF! |  |  |  | #REF! | 0 | 0 |  |  |  |  | #REF! | #REF! | #REF! | #REF! | #REF! | #REF! | #REF! |  | #REF! |  | #REF! | #REF! | #REF! | #REF! | #REF! | #REF! | #REF! | #REF! | #REF! | #REF! | #REF! | #REF! | #REF! | #REF! | #REF! | #REF! | #REF! | #REF! | #REF! | #REF! | #REF! | #REF! | #REF! | #REF! | #REF! | #REF! | #REF! | #REF! | #REF! | #REF! | #REF! | #REF! | #REF! | #REF! | #REF! | #REF! | #REF! | #REF! | #REF! | #REF! | #REF! | #REF! | #REF! | #REF! | #REF! | #REF! | #REF! | #REF! | #REF! | #REF! | #REF! | #REF! | #REF! | #REF! | #REF! | #REF! | #REF! | #REF! | #REF! | #REF! | #REF! | [10 empty] | 0 | 0 | 0 | 0 | 0 | 0 | 0 |  |  | 0 | 0 | 0 | 0 | 0 | 0 | 0 | 0 | 0 | 0 | 0 | 0 | 0 | 0 | 0 | 0 | 0 | 0 | 0 | 0 | #REF! | #REF! |  | #REF! |  | #REF! | #REF! | #REF! | #REF! | #REF! | #REF! | #REF! | #REF! | #REF! | #REF! | #REF! | #REF! | #REF! | #REF! | #REF! | #REF! | #REF! | #REF! |  |  | 159 | C-159 | N | 159 | C-159 | 1 | C-173 | 1.85 | Entre 1,2 y 2 | 1
#REF! | #REF! | #REF! | #REF! | #REF! | #REF! | #REF! | #REF! | #REF! | #REF! | #REF! | #REF! | #REF! | #REF! | #REF! | #REF! | #REF! | #REF! | #REF! | #REF! | #REF! | 3 | #REF! | #REF! | #REF! | #REF! | #REF! | #REF! | #REF! | #REF! | #REF! | #REF! | #REF! | #REF! | #REF! | #REF! | #REF! | #REF! | #REF! | #REF! | 50 | #REF! | #REF! | #REF! | #REF! | #REF! | #REF! | #REF! | #REF! | #REF! | #REF! | #REF! | #REF! | #REF! | #REF! |  |  | #REF! | #REF! |  | 20 | #REF! |  | #REF! | #REF! | #REF! | #REF! | #REF! | #REF! | #REF! | #REF! | #REF! | #REF! | #REF! | #REF! | #REF! | #REF! | #REF! | #REF! | #REF! | #REF! | #REF! | #REF! | #REF! | #REF! | #REF! | #REF! | #REF! | #REF! | #REF! | #REF! | #REF! | #REF! | #REF! | #REF! | #REF! | #REF! | #REF! | #REF! | #REF! | #REF! | #REF! | #REF! |  |  |  | #REF! | #REF! | #REF! | #REF! | #REF! | #REF! | #REF! |  | #REF! |  | #REF! | #REF! | #REF! | #REF! | #REF! | #REF! | #REF! | #REF! | #REF! | #REF! | #REF! | #REF! |  |  | #REF! |  |  |  | #REF! | 0 | 0 |  |  |  |  | #REF! | #REF! | #REF! | #REF! | #REF! | #REF! | #REF! |  | #REF! |  | #REF! | #REF! | #REF! | #REF! | #REF! | #REF! | #REF! | #REF! | #REF! | #REF! | #REF! | #REF! | #REF! | #REF! | #REF! | #REF! | #REF! | #REF! | #REF! | #REF! | #REF! | #REF! | #REF! | #REF! | #REF! | #REF! | #REF! | #REF! | #REF! | #REF! | #REF! | #REF! | #REF! | #REF! | #REF! | #REF! | #REF! | #REF! | #REF! | #REF! | #REF! | #REF! | #REF! | #REF! | #REF! | #REF! | #REF! | #REF! | #REF! | #REF! | #REF! | #REF! | #REF! | #REF! | #REF! | #REF! | #REF! | #REF! | #REF! | #REF! | #REF! | [10 empty] | 0 | 0 | 0 | 0 | 0 | 0 | 0 |  |  | 0 | 0 | 0 | 0 | 0 | 0 | 0 | 0 | 0 | 0 | 0 | 0 | 0 | 0 | 0 | 0 | 0 | 0 | 0 | 0 | #REF! | #REF! |  | #REF! |  | #REF! | #REF! | #REF! | #REF! | #REF! | #REF! | #REF! | #REF! | #REF! | #REF! | #REF! | #REF! | #REF! | #REF! | #REF! | #REF! | #REF! | #REF! |  |  | 160 | C-160 | N | 160 | C-160 | 1.95 | C-174 | 1.64 | Entre 1,2 y 2 | 1
#REF! | #REF! | #REF! | #REF! | #REF! | #REF! | #REF! | #REF! | #REF! | #REF! | #REF! | #REF! | #REF! | #REF! | #REF! | #REF! | #REF! | #REF! | #REF! | #REF! | #REF! | 3 | #REF! | #REF! | #REF! | #REF! | #REF! | #REF! | #REF! | #REF! | #REF! | #REF! | #REF! | #REF! | #REF! | #REF! | #REF! | #REF! | #REF! | #REF! | 50 | #REF! | #REF! | #REF! | #REF! | #REF! | #REF! | #REF! | #REF! | #REF! | #REF! | #REF! | #REF! | #REF! | #REF! |  |  | #REF! | #REF! |  | 20 | #REF! |  | #REF! | #REF! | #REF! | #REF! | #REF! | #REF! | #REF! | #REF! | #REF! | #REF! | #REF! | #REF! | #REF! | #REF! | #REF! | #REF! | #REF! | #REF! | #REF! | #REF! | #REF! | #REF! | #REF! | #REF! | #REF! | #REF! | #REF! | #REF! | #REF! | #REF! | #REF! | #REF! | #REF! | #REF! | #REF! | #REF! | #REF! | #REF! | #REF! | #REF! |  |  |  | #REF! | #REF! | #REF! | #REF! | #REF! | #REF! | #REF! |  | #REF! |  | #REF! | #REF! | #REF! | #REF! | #REF! | #REF! | #REF! | #REF! | #REF! | #REF! | #REF! | #REF! |  |  | #REF! |  |  |  | #REF! | 0 | 0 |  |  |  |  | #REF! | #REF! | #REF! | #REF! | #REF! | #REF! | #REF! |  | #REF! |  | #REF! | #REF! | #REF! | #REF! | #REF! | #REF! | #REF! | #REF! | #REF! | #REF! | #REF! | #REF! | #REF! | #REF! | #REF! | #REF! | #REF! | #REF! | #REF! | #REF! | #REF! | #REF! | #REF! | #REF! | #REF! | #REF! | #REF! | #REF! | #REF! | #REF! | #REF! | #REF! | #REF! | #REF! | #REF! | #REF! | #REF! | #REF! | #REF! | #REF! | #REF! | #REF! | #REF! | #REF! | #REF! | #REF! | #REF! | #REF! | #REF! | #REF! | #REF! | #REF! | #REF! | #REF! | #REF! | #REF! | #REF! | #REF! | #REF! | #REF! | #REF! | [10 empty] | 0 | 0 | 0 | 0 | 0 | 0 | 0 |  |  | 0 | 0 | 0 | 0 | 0 | 0 | 0 | 0 | 0 | 0 | 0 | 0 | 0 | 0 | 0 | 0 | 0 | 0 | 0 | 0 | #REF! | #REF! |  | #REF! |  | #REF! | #REF! | #REF! | #REF! | #REF! | #REF! | #REF! | #REF! | #REF! | #REF! | #REF! | #REF! | #REF! | #REF! | #REF! | #REF! | #REF! | #REF! |  |  | 161 | C-164 | N | 161 | C-164 | 1.6846 | C-176 | 0.9 | Menor o igual que 1,2 | 1
#REF! | #REF! | #REF! | #REF! | #REF! | #REF! | #REF! | #REF! | #REF! | #REF! | #REF! | #REF! | #REF! | #REF! | #REF! | #REF! | #REF! | #REF! | #REF! | #REF! | #REF! | 3 | #REF! | #REF! | #REF! | #REF! | #REF! | #REF! | #REF! | #REF! | #REF! | #REF! | #REF! | #REF! | #REF! | #REF! | #REF! | #REF! | #REF! | #REF! | 50 | #REF! | #REF! | #REF! | #REF! | #REF! | #REF! | #REF! | #REF! | #REF! | #REF! | 0 | #REF! | #REF! | #REF! |  |  | #REF! | #REF! |  | 20 | #REF! |  | #REF! | #REF! | #REF! | #REF! | #REF! | #REF! | #REF! | #REF! | #REF! | #REF! | #REF! | #REF! | #REF! | #REF! | #REF! | #REF! | #REF! | #REF! | #REF! | #REF! | #REF! | #REF! | #REF! | #REF! | #REF! | #REF! | #REF! | #REF! | #REF! | #REF! | #REF! | #REF! | #REF! | #REF! | #REF! | #REF! | #REF! | #REF! | #REF! | #REF! |  |  |  | #REF! | #REF! | #REF! | #REF! | #REF! | #REF! | #REF! |  | #REF! |  | #REF! | #REF! | #REF! | #REF! | #REF! | #REF! | #REF! | #REF! | #REF! | #REF! | #REF! | #REF! |  |  | #REF! |  |  |  | #REF! | 0 | 0 |  |  |  |  | #REF! | #REF! | #REF! | #REF! | #REF! | #REF! | #REF! |  | #REF! |  | #REF! | #REF! | #REF! | #REF! | #REF! | #REF! | #REF! | #REF! | #REF! | #REF! | #REF! | #REF! | #REF! | #REF! | #REF! | #REF! | #REF! | #REF! | #REF! | #REF! | #REF! | #REF! | #REF! | #REF! | #REF! | #REF! | #REF! | #REF! | #REF! | #REF! | #REF! | #REF! | #REF! | #REF! | #REF! | #REF! | #REF! | #REF! | #REF! | #REF! | #REF! | #REF! | #REF! | #REF! | #REF! | #REF! | #REF! | #REF! | #REF! | #REF! | #REF! | #REF! | #REF! | #REF! | #REF! | #REF! | #REF! | #REF! | #REF! | #REF! | #REF! | [10 empty] | 0 | 0 | 0 | 0 | 0 | 0 | 0 |  |  | 0 | 0 | 0 | 0 | 0 | 0 | 0 | 0 | 0 | 0 | 0 | 0 | 0 | 0 | 0 | 0 | 0 | 0 | 0 | 0 | #REF! | #REF! |  | #REF! |  | #REF! | #REF! | #REF! | #REF! | #REF! | #REF! | #REF! | #REF! | #REF! | #REF! | #REF! | #REF! | #REF! | #REF! | #REF! | #REF! | #REF! | #REF! |  |  | 173 | C-173 | N | 173 | C-173 | 1.85 | C-175 | 1.6141 | Entre 1,2 y 2 | 1
#REF! | #REF! | #REF! | #REF! | #REF! | #REF! | #REF! | #REF! | #REF! | #REF! | #REF! | #REF! | #REF! | #REF! | #REF! | #REF! | #REF! | #REF! | #REF! | #REF! | #REF! | 3 | #REF! | #REF! | #REF! | #REF! | #REF! | #REF! | #REF! | #REF! | #REF! | #REF! | #REF! | #REF! | #REF! | #REF! | #REF! | #REF! | #REF! | #REF! | 50 | #REF! | #REF! | #REF! | #REF! | #REF! | #REF! | #REF! | #REF! | #REF! | #REF! | 0 | #REF! | #REF! | #REF! |  |  | #REF! | #REF! |  | 20 | #REF! |  | #REF! | #REF! | #REF! | #REF! | #REF! | #REF! | #REF! | #REF! | #REF! | #REF! | #REF! | #REF! | #REF! | #REF! | #REF! | #REF! | #REF! | #REF! | #REF! | #REF! | #REF! | #REF! | #REF! | #REF! | #REF! | #REF! | #REF! | #REF! | #REF! | #REF! | #REF! | #REF! | #REF! | #REF! | #REF! | #REF! | #REF! | #REF! | #REF! | #REF! |  |  |  | #REF! | #REF! | #REF! | #REF! | #REF! | #REF! | #REF! |  | #REF! |  | #REF! | #REF! | #REF! | #REF! | #REF! | #REF! | #REF! | #REF! | #REF! | #REF! | #REF! | #REF! |  |  | #REF! |  |  |  | #REF! | 0 | 0 |  |  |  |  | #REF! | #REF! | #REF! | #REF! | #REF! | #REF! | #REF! |  | #REF! |  | #REF! | #REF! | #REF! | #REF! | #REF! | #REF! | #REF! | #REF! | #REF! | #REF! | #REF! | #REF! | #REF! | #REF! | #REF! | #REF! | #REF! | #REF! | #REF! | #REF! | #REF! | #REF! | #REF! | #REF! | #REF! | #REF! | #REF! | #REF! | #REF! | #REF! | #REF! | #REF! | #REF! | #REF! | #REF! | #REF! | #REF! | #REF! | #REF! | #REF! | #REF! | #REF! | #REF! | #REF! | #REF! | #REF! | #REF! | #REF! | #REF! | #REF! | #REF! | #REF! | #REF! | #REF! | #REF! | #REF! | #REF! | #REF! | #REF! | #REF! | #REF! | [10 empty] | 0 | 0 | 0 | 0 | 0 | 0 | 0 |  |  | 0 | 0 | 0 | 0 | 0 | 0 | 0 | 0 | 0 | 0 | 0 | 0 | 0 | 0 | 0 | 0 | 0 | 0 | 0 | 0 | 0 | 0 |  | #REF! |  | #REF! | #REF! | #REF! | #REF! | #REF! | #REF! | #REF! | #REF! | #REF! | #REF! | #REF! | #REF! | #REF! | #REF! | #REF! | #REF! | #REF! | #REF! |  |  | 174 | C-174 | N | 174 | C-174 | 1.64 | C-172 | 1.9839 | Entre 1,2 y 2 | 1
#REF! | #REF! | #REF! | #REF! | #REF! | #REF! | #REF! | #REF! | #REF! | #REF! | #REF! | #REF! | #REF! | #REF! | #REF! | #REF! | #REF! | #REF! | #REF! | #REF! | #REF! | 3 | #REF! | #REF! | #REF! | #REF! | #REF! | #REF! | #REF! | #REF! | #REF! | #REF! | #REF! | #REF! | #REF! | #REF! | #REF! | #REF! | #REF! | #REF! | 50 | #REF! | #REF! | #REF! | #REF! | #REF! | #REF! | #REF! | #REF! | #REF! | #REF! | 0 | #REF! | #REF! | #REF! |  |  | #REF! | #REF! |  | 20 | #REF! |  | #REF! | #REF! | #REF! | #REF! | #REF! | #REF! | #REF! | #REF! | #REF! | #REF! | #REF! | #REF! | #REF! | #REF! | #REF! | #REF! | #REF! | #REF! | #REF! | #REF! | #REF! | #REF! | #REF! | #REF! | #REF! | #REF! | #REF! | #REF! | #REF! | #REF! | #REF! | #REF! | #REF! | #REF! | #REF! | #REF! | #REF! | #REF! | #REF! | #REF! |  |  |  | #REF! | #REF! | #REF! | #REF! | #REF! | #REF! | #REF! |  | #REF! |  | #REF! | #REF! | #REF! | #REF! | #REF! | #REF! | #REF! | #REF! | #REF! | #REF! | #REF! | #REF! |  |  | #REF! |  |  |  | #REF! | 0 | 0 |  |  |  |  | #REF! | #REF! | #REF! | #REF! | #REF! | #REF! | #REF! |  | #REF! |  | #REF! | #REF! | #REF! | #REF! | #REF! | #REF! | #REF! | #REF! | #REF! | #REF! | #REF! | #REF! | #REF! | #REF! | #REF! | #REF! | #REF! | #REF! | #REF! | #REF! | #REF! | #REF! | #REF! | #REF! | #REF! | #REF! | #REF! | #REF! | #REF! | #REF! | #REF! | #REF! | #REF! | #REF! | #REF! | #REF! | #REF! | #REF! | #REF! | #REF! | #REF! | #REF! | #REF! | #REF! | #REF! | #REF! | #REF! | #REF! | #REF! | #REF! | #REF! | #REF! | #REF! | #REF! | #REF! | #REF! | #REF! | #REF! | #REF! | #REF! | #REF! | [10 empty] | 0 | 0 | 0 | 0 | 0 | 0 | 0 |  |  | 0 | 0 | 0 | 0 | 0 | 0 | 0 | 0 | 0 | 0 | 0 | 0 | 0 | 0 | 0 | 0 | 0 | 0 | 0 | 0 | #REF! | #REF! |  | #REF! |  | #REF! | #REF! | #REF! | #REF! | #REF! | #REF! | #REF! | #REF! | #REF! | #REF! | #REF! | #REF! | #REF! | #REF! | #REF! | #REF! | #REF! | #REF! |  |  | 175 | C-176 | N | 175 | C-176 | 0.9 | CI-138 | 3 | Entre 3 y 4 | 1
#REF! | #REF! | #REF! | #REF! | #REF! | #REF! | #REF! | #REF! | #REF! | #REF! | #REF! | #REF! | #REF! | #REF! | #REF! | #REF! | #REF! | #REF! | #REF! | #REF! | #REF! | 3 | #REF! | #REF! | #REF! | #REF! | #REF! | #REF! | #REF! | #REF! | #REF! | #REF! | #REF! | #REF! | #REF! | #REF! | #REF! | #REF! | #REF! | #REF! | 50 | #REF! | #REF! | #REF! | #REF! | #REF! | #REF! | #REF! | #REF! | #REF! | #REF! | #REF! | #REF! | #REF! | #REF! |  |  | #REF! | #REF! |  | 20 | #REF! |  | #REF! | #REF! | #REF! | #REF! | #REF! | #REF! | #REF! | #REF! | #REF! | #REF! | #REF! | #REF! | #REF! | #REF! | #REF! | #REF! | #REF! | #REF! | #REF! | #REF! | #REF! | #REF! | #REF! | #REF! | #REF! | #REF! | #REF! | #REF! | #REF! | #REF! | #REF! | #REF! | #REF! | #REF! | #REF! | #REF! | #REF! | #REF! | #REF! | #REF! |  |  |  | #REF! | #REF! | #REF! | #REF! | #REF! | #REF! | #REF! |  | #REF! |  | #REF! | #REF! | #REF! | #REF! | #REF! | #REF! | #REF! | #REF! | #REF! | #REF! | #REF! | #REF! |  |  | #REF! |  |  |  | #REF! | 0 | 0 |  |  |  |  | #REF! | #REF! | #REF! | #REF! | #REF! | #REF! | #REF! |  | #REF! |  | #REF! | #REF! | #REF! | #REF! | #REF! | #REF! | #REF! | #REF! | #REF! | #REF! | #REF! | #REF! | #REF! | #REF! | #REF! | #REF! | #REF! | #REF! | #REF! | #REF! | #REF! | #REF! | #REF! | #REF! | #REF! | #REF! | #REF! | #REF! | #REF! | #REF! | #REF! | #REF! | #REF! | #REF! | #REF! | #REF! | #REF! | #REF! | #REF! | #REF! | #REF! | #REF! | #REF! | #REF! | #REF! | #REF! | #REF! | #REF! | #REF! | #REF! | #REF! | #REF! | #REF! | #REF! | #REF! | #REF! | #REF! | #REF! | #REF! | #REF! | #REF! | [10 empty] | 0 | 0 | 0 | 0 | 0 | 0 | 0 |  |  | 0 | 0 | 0 | 0 | 0 | 0 | 0 | 0 | 0 | 0 | 0 | 0 | 0 | 0 | 0 | 0 | 0 | 0 | 0 | 0 | #REF! | #REF! |  | #REF! |  | #REF! | #REF! | #REF! | #REF! | #REF! | #REF! | #REF! | #REF! | #REF! | #REF! | #REF! | #REF! | #REF! | #REF! | #REF! | #REF! | #REF! | #REF! |  |  | 176 | C-175 | N | 176 | C-175 | 1.6141 | CI-133 | 1 | Menor o igual que 1,2 | 1
#REF! | #REF! | #REF! | #REF! | #REF! | #REF! | #REF! | #REF! | #REF! | #REF! | #REF! | #REF! | #REF! | #REF! | #REF! | #REF! | #REF! | #REF! | #REF! | #REF! | #REF! | 3 | #REF! | #REF! | #REF! | #REF! | #REF! | #REF! | #REF! | #REF! | #REF! | #REF! | #REF! | #REF! | #REF! | #REF! | #REF! | #REF! | #REF! | #REF! | 50 | #REF! | #REF! | #REF! | #REF! | #REF! | #REF! | #REF! | #REF! | #REF! | #REF! | #REF! | #REF! | #REF! | #REF! |  |  | #REF! | #REF! |  | 20 | #REF! |  | #REF! | #REF! | #REF! | #REF! | #REF! | #REF! | #REF! | #REF! | #REF! | #REF! | #REF! | #REF! | #REF! | #REF! | #REF! | #REF! | #REF! | #REF! | #REF! | #REF! | #REF! | #REF! | #REF! | #REF! | #REF! | #REF! | #REF! | #REF! | #REF! | #REF! | #REF! | #REF! | #REF! | #REF! | #REF! | #REF! | #REF! | #REF! | #REF! | #REF! |  |  |  | #REF! | #REF! | #REF! | #REF! | #REF! | #REF! | #REF! |  | #REF! |  | #REF! | #REF! | #REF! | #REF! | #REF! | #REF! | #REF! | #REF! | #REF! | #REF! | #REF! | #REF! |  |  | #REF! |  |  |  | #REF! | 0 | 0 |  |  |  |  | #REF! | #REF! | #REF! | #REF! | #REF! | #REF! | #REF! |  | #REF! |  | #REF! | #REF! | #REF! | #REF! | #REF! | #REF! | #REF! | #REF! | #REF! | #REF! | #REF! | #REF! | #REF! | #REF! | #REF! | #REF! | #REF! | #REF! | #REF! | #REF! | #REF! | #REF! | #REF! | #REF! | #REF! | #REF! | #REF! | #REF! | #REF! | #REF! | #REF! | #REF! | #REF! | #REF! | #REF! | #REF! | #REF! | #REF! | #REF! | #REF! | #REF! | #REF! | #REF! | #REF! | #REF! | #REF! | #REF! | #REF! | #REF! | #REF! | #REF! | #REF! | #REF! | #REF! | #REF! | #REF! | #REF! | #REF! | #REF! | #REF! | #REF! | [10 empty] | 0 | 0 | 0 | 0 | 0 | 0 | 0 |  |  | 0 | 0 | 0 | 0 | 0 | 0 | 0 | 0 | 0 | 0 | 0 | 0 | 0 | 0 | 0 | 0 | 0 | 0 | 0 | 0 | #REF! | #REF! |  | #REF! |  | #REF! | #REF! | #REF! | #REF! | #REF! | #REF! | #REF! | #REF! | #REF! | #REF! | #REF! | #REF! | #REF! | #REF! | #REF! | #REF! | #REF! | #REF! |  |  | 177 | C-172 | N | 177 | C-172 | 1.9839 | CI-134 | 1.2984 | Entre 1,2 y 2 | 1
#REF! | #REF! | #REF! | #REF! | #REF! | #REF! | #REF! | #REF! | #REF! | #REF! | #REF! | #REF! | #REF! | #REF! | #REF! | #REF! | #REF! | #REF! | #REF! | #REF! | #REF! | 3 | #REF! | #REF! | #REF! | #REF! | #REF! | #REF! | #REF! | #REF! | #REF! | #REF! | #REF! | #REF! | #REF! | #REF! | #REF! | #REF! | #REF! | #REF! | 50 | #REF! | #REF! | #REF! | #REF! | #REF! | #REF! | #REF! | #REF! | #REF! | #REF! | #REF! | #REF! | #REF! | #REF! |  |  | #REF! | #REF! |  | 20 | #REF! |  | #REF! | #REF! | #REF! | #REF! | #REF! | #REF! | #REF! | #REF! | #REF! | #REF! | #REF! | #REF! | #REF! | #REF! | #REF! | #REF! | #REF! | #REF! | #REF! | #REF! | #REF! | #REF! | #REF! | #REF! | #REF! | #REF! | #REF! | #REF! | #REF! | #REF! | #REF! | #REF! | #REF! | #REF! | #REF! | #REF! | #REF! | #REF! | #REF! | #REF! |  |  |  | #REF! | #REF! | #REF! | #REF! | #REF! | #REF! | #REF! |  | #REF! |  | #REF! | #REF! | #REF! | #REF! | #REF! | #REF! | #REF! | #REF! | #REF! | #REF! | #REF! | #REF! |  |  | #REF! |  |  |  | #REF! | 0 | 0 |  |  |  |  | #REF! | #REF! | #REF! | #REF! | #REF! | #REF! | #REF! |  | #REF! |  | #REF! | #REF! | #REF! | #REF! | #REF! | #REF! | #REF! | #REF! | #REF! | #REF! | #REF! | #REF! | #REF! | #REF! | #REF! | #REF! | #REF! | #REF! | #REF! | #REF! | #REF! | #REF! | #REF! | #REF! | #REF! | #REF! | #REF! | #REF! | #REF! | #REF! | #REF! | #REF! | #REF! | #REF! | #REF! | #REF! | #REF! | #REF! | #REF! | #REF! | #REF! | #REF! | #REF! | #REF! | #REF! | #REF! | #REF! | #REF! | #REF! | #REF! | #REF! | #REF! | #REF! | #REF! | #REF! | #REF! | #REF! | #REF! | #REF! | #REF! | #REF! | [10 empty] | 0 | 0 | 0 | 0 | 0 | 0 | 0 |  |  | 0 | 0 | 0 | 0 | 0 | 0 | 0 | 0 | 0 | 0 | 0 | 0 | 0 | 0 | 0 | 0 | 0 | 0 | 0 | 0 | #REF! | #REF! |  | #REF! |  | #REF! | #REF! | #REF! | #REF! | #REF! | #REF! | #REF! | #REF! | #REF! | #REF! | #REF! | #REF! | #REF! | #REF! | #REF! | #REF! | #REF! | #REF! |  |  | 197 | CI-138 | N | 197 | CI-138 | 3 | CI-135 | 0.6289 | Menor o igual que 1,2 | 1
#REF! | #REF! | #REF! | #REF! | #REF! | #REF! | #REF! | #REF! | #REF! | #REF! | #REF! | #REF! | #REF! | #REF! | #REF! | #REF! | #REF! | #REF! | #REF! | #REF! | #REF! | 3 | #REF! | #REF! | #REF! | #REF! | #REF! | #REF! | #REF! | #REF! | #REF! | #REF! | #REF! | #REF! | #REF! | #REF! | #REF! | #REF! | #REF! | #REF! | 50 | #REF! | #REF! | #REF! | #REF! | #REF! | #REF! | #REF! | #REF! | #REF! | #REF! | 0 | #REF! | #REF! | #REF! |  |  | #REF! | #REF! |  | 20 | #REF! |  | #REF! | #REF! | #REF! | #REF! | #REF! | #REF! | #REF! | #REF! | #REF! | #REF! | #REF! | #REF! | #REF! | #REF! | #REF! | #REF! | #REF! | #REF! | #REF! | #REF! | #REF! | #REF! | #REF! | #REF! | #REF! | #REF! | #REF! | #REF! | #REF! | #REF! | #REF! | #REF! | #REF! | #REF! | #REF! | #REF! | #REF! | #REF! | #REF! | #REF! |  |  |  | #REF! | #REF! | #REF! | #REF! | #REF! | #REF! | #REF! |  | #REF! |  | #REF! | #REF! | #REF! | #REF! | #REF! | #REF! | #REF! | #REF! | #REF! | #REF! | #REF! | #REF! |  |  | #REF! |  |  |  | #REF! | 0 | 0 |  |  |  |  | #REF! | #REF! | #REF! | #REF! | #REF! | #REF! | #REF! |  | #REF! |  | #REF! | #REF! | #REF! | #REF! | #REF! | #REF! | #REF! | #REF! | #REF! | #REF! | #REF! | #REF! | #REF! | #REF! | #REF! | #REF! | #REF! | #REF! | #REF! | #REF! | #REF! | #REF! | #REF! | #REF! | #REF! | #REF! | #REF! | #REF! | #REF! | #REF! | #REF! | #REF! | #REF! | #REF! | #REF! | #REF! | #REF! | #REF! | #REF! | #REF! | #REF! | #REF! | #REF! | #REF! | #REF! | #REF! | #REF! | #REF! | #REF! | #REF! | #REF! | #REF! | #REF! | #REF! | #REF! | #REF! | #REF! | #REF! | #REF! | #REF! | #REF! | [10 empty] | 0 | 0 | 0 | 0 | 0 | 0 | 0 |  |  | 0 | 0 | 0 | 0 | 0 | 0 | 0 | 0 | 0 | 0 | 0 | 0 | 0 | 0 | 0 | 0 | 0 | 0 | 0 | 0 | #REF! | #REF! |  | #REF! |  | #REF! | #REF! | #REF! | #REF! | #REF! | #REF! | #REF! | #REF! | #REF! | #REF! | #REF! | #REF! | #REF! | #REF! | #REF! | #REF! | #REF! | #REF! |  |  | 198 | CI-133 | N | 198 | CI-133 | 1 | C-262 | 1.25 | Entre 1,2 y 2 | 1
#REF! | #REF! | #REF! | #REF! | #REF! | #REF! | #REF! | #REF! | #REF! | #REF! | #REF! | #REF! | #REF! | #REF! | #REF! | #REF! | #REF! | #REF! | #REF! | #REF! | #REF! | 3 | #REF! | #REF! | #REF! | #REF! | #REF! | #REF! | #REF! | #REF! | #REF! | #REF! | #REF! | #REF! | #REF! | #REF! | #REF! | #REF! | #REF! | #REF! | 50 | #REF! | #REF! | #REF! | #REF! | #REF! | #REF! | #REF! | #REF! | #REF! | #REF! | 0 | #REF! | #REF! | #REF! |  |  | #REF! | #REF! |  | 20 | #REF! |  | #REF! | #REF! | #REF! | #REF! | #REF! | #REF! | #REF! | #REF! | #REF! | #REF! | #REF! | #REF! | #REF! | #REF! | #REF! | #REF! | #REF! | #REF! | #REF! | #REF! | #REF! | #REF! | #REF! | #REF! | #REF! | #REF! | #REF! | #REF! | #REF! | #REF! | #REF! | #REF! | #REF! | #REF! | #REF! | #REF! | #REF! | #REF! | #REF! | #REF! |  |  |  | #REF! | #REF! | #REF! | #REF! | #REF! | #REF! | #REF! |  | #REF! |  | #REF! | #REF! | #REF! | #REF! | #REF! | #REF! | #REF! | #REF! | #REF! | #REF! | #REF! | #REF! |  |  | #REF! |  |  |  | #REF! | 0 | 0 |  |  |  |  | #REF! | #REF! | #REF! | #REF! | #REF! | #REF! | #REF! |  | #REF! |  | #REF! | #REF! | #REF! | #REF! | #REF! | #REF! | #REF! | #REF! | #REF! | #REF! | #REF! | #REF! | #REF! | #REF! | #REF! | #REF! | #REF! | #REF! | #REF! | #REF! | #REF! | #REF! | #REF! | #REF! | #REF! | #REF! | #REF! | #REF! | #REF! | #REF! | #REF! | #REF! | #REF! | #REF! | #REF! | #REF! | #REF! | #REF! | #REF! | #REF! | #REF! | #REF! | #REF! | #REF! | #REF! | #REF! | #REF! | #REF! | #REF! | #REF! | #REF! | #REF! | #REF! | #REF! | #REF! | #REF! | #REF! | #REF! | #REF! | #REF! | #REF! | [10 empty] | 0 | 0 | 0 | 0 | 0 | 0 | 0 |  |  | 0 | 0 | 0 | 0 | 0 | 0 | 0 | 0 | 0 | 0 | 0 | 0 | 0 | 0 | 0 | 0 | 0 | 0 | 0 | 0 | #REF! | #REF! |  | #REF! |  | #REF! | #REF! | #REF! | #REF! | #REF! | #REF! | #REF! | #REF! | #REF! | #REF! | #REF! | #REF! | #REF! | #REF! | #REF! | #REF! | #REF! | #REF! |  |  | 199 | CI-134 | N | 199 | CI-134 | 1.2984 | C-263 | 1.1114 | Menor o igual que 1,2 | 1
#REF! | #REF! | #REF! | #REF! | #REF! | #REF! | #REF! | #REF! | #REF! | #REF! | #REF! | #REF! | #REF! | #REF! | #REF! | #REF! | #REF! | #REF! | #REF! | #REF! | #REF! | 3 | #REF! | #REF! | #REF! | #REF! | #REF! | #REF! | #REF! | #REF! | #REF! | #REF! | #REF! | #REF! | #REF! | #REF! | #REF! | #REF! | #REF! | #REF! | 50 | #REF! | #REF! | #REF! | #REF! | #REF! | #REF! | #REF! | #REF! | #REF! | #REF! | #REF! | #REF! | #REF! | #REF! |  |  | #REF! | #REF! |  | 20 | #REF! |  | #REF! | #REF! | #REF! | #REF! | #REF! | #REF! | #REF! | #REF! | #REF! | #REF! | #REF! | #REF! | #REF! | #REF! | #REF! | #REF! | #REF! | #REF! | #REF! | #REF! | #REF! | #REF! | #REF! | #REF! | #REF! | #REF! | #REF! | #REF! | #REF! | #REF! | #REF! | #REF! | #REF! | #REF! | #REF! | #REF! | #REF! | #REF! | #REF! | #REF! |  |  |  | #REF! | #REF! | #REF! | #REF! | #REF! | #REF! | #REF! |  | #REF! |  | #REF! | #REF! | #REF! | #REF! | #REF! | #REF! | #REF! | #REF! | #REF! | #REF! | #REF! | #REF! |  |  | #REF! |  |  |  | #REF! | 0 | 0 |  |  |  |  | #REF! | #REF! | #REF! | #REF! | #REF! | #REF! | #REF! |  | #REF! |  | #REF! | #REF! | #REF! | #REF! | #REF! | #REF! | #REF! | #REF! | #REF! | #REF! | #REF! | #REF! | #REF! | #REF! | #REF! | #REF! | #REF! | #REF! | #REF! | #REF! | #REF! | #REF! | #REF! | #REF! | #REF! | #REF! | #REF! | #REF! | #REF! | #REF! | #REF! | #REF! | #REF! | #REF! | #REF! | #REF! | #REF! | #REF! | #REF! | #REF! | #REF! | #REF! | #REF! | #REF! | #REF! | #REF! | #REF! | #REF! | #REF! | #REF! | #REF! | #REF! | #REF! | #REF! | #REF! | #REF! | #REF! | #REF! | #REF! | #REF! | #REF! | [10 empty] | 0 | 0 | 0 | 0 | 0 | 0 | 0 |  |  | 0 | 0 | 0 | 0 | 0 | 0 | 0 | 0 | 0 | 0 | 0 | 0 | 0 | 0 | 0 | 0 | 0 | 0 | 0 | 0 | #REF! | #REF! |  | #REF! |  | #REF! | #REF! | #REF! | #REF! | #REF! | #REF! | #REF! | #REF! | #REF! | #REF! | #REF! | #REF! | #REF! | #REF! | #REF! | #REF! | #REF! | #REF! |  |  | 200 | CI-135 | N | 200 | CI-135 | 0.6289 | C-264 | 0.8542 | Menor o igual que 1,2 | 1
#REF! | #REF! | #REF! | #REF! | #REF! | #REF! | #REF! | #REF! | #REF! | #REF! | #REF! | #REF! | #REF! | #REF! | #REF! | #REF! | #REF! | #REF! | #REF! | #REF! | #REF! | 3 | #REF! | #REF! | #REF! | #REF! | #REF! | #REF! | #REF! | #REF! | #REF! | #REF! | #REF! | #REF! | #REF! | #REF! | #REF! | #REF! | #REF! | #REF! | 50 | #REF! | #REF! | #REF! | #REF! | #REF! | #REF! | #REF! | #REF! | #REF! | #REF! | #REF! | #REF! | #REF! | #REF! |  |  | #REF! | #REF! |  | 20 | #REF! |  | #REF! | #REF! | #REF! | #REF! | #REF! | #REF! | #REF! | #REF! | #REF! | #REF! | #REF! | #REF! | #REF! | #REF! | #REF! | #REF! | #REF! | #REF! | #REF! | #REF! | #REF! | #REF! | #REF! | #REF! | #REF! | #REF! | #REF! | #REF! | #REF! | #REF! | #REF! | #REF! | #REF! | #REF! | #REF! | #REF! | #REF! | #REF! | #REF! | #REF! |  |  |  | #REF! | #REF! | #REF! | #REF! | #REF! | #REF! | #REF! |  | #REF! |  | #REF! | #REF! | #REF! | #REF! | #REF! | #REF! | #REF! | #REF! | #REF! | #REF! | #REF! | #REF! |  |  | #REF! |  |  |  | #REF! | 0 | 0 |  |  |  |  | #REF! | #REF! | #REF! | #REF! | #REF! | #REF! | #REF! |  | #REF! |  | #REF! | #REF! | #REF! | #REF! | #REF! | #REF! | #REF! | #REF! | #REF! | #REF! | #REF! | #REF! | #REF! | #REF! | #REF! | #REF! | #REF! | #REF! | #REF! | #REF! | #REF! | #REF! | #REF! | #REF! | #REF! | #REF! | #REF! | #REF! | #REF! | #REF! | #REF! | #REF! | #REF! | #REF! | #REF! | #REF! | #REF! | #REF! | #REF! | #REF! | #REF! | #REF! | #REF! | #REF! | #REF! | #REF! | #REF! | #REF! | #REF! | #REF! | #REF! | #REF! | #REF! | #REF! | #REF! | #REF! | #REF! | #REF! | #REF! | #REF! | #REF! | [10 empty] | 0 | 0 | 0 | 0 | 0 | 0 | 0 |  |  | 0 | 0 | 0 | 0 | 0 | 0 | 0 | 0 | 0 | 0 | 0 | 0 | 0 | 0 | 0 | 0 | 0 | 0 | 0 | 0 | #REF! | #REF! |  | #REF! |  | #REF! | #REF! | #REF! | #REF! | #REF! | #REF! | #REF! | #REF! | #REF! | #REF! | #REF! | #REF! | #REF! | #REF! | #REF! | #REF! | #REF! | #REF! |  |  | 201 | C-262 | N | 201 | C-262 | 1.25 | C-231 | 1.2 | Menor o igual que 1,2 | 1
#REF! | #REF! | #REF! | #REF! | #REF! | #REF! | #REF! | #REF! | #REF! | #REF! | #REF! | #REF! | #REF! | #REF! | #REF! | #REF! | #REF! | #REF! | #REF! | #REF! | #REF! | 3 | #REF! | #REF! | #REF! | #REF! | #REF! | #REF! | #REF! | #REF! | #REF! | #REF! | #REF! | #REF! | #REF! | #REF! | #REF! | #REF! | #REF! | #REF! | 50 | #REF! | #REF! | #REF! | #REF! | #REF! | #REF! | #REF! | #REF! | #REF! | #REF! | #REF! | #REF! | #REF! | #REF! |  |  | #REF! | #REF! |  | 20 | #REF! |  | #REF! | #REF! | #REF! | #REF! | #REF! | #REF! | #REF! | #REF! | #REF! | #REF! | #REF! | #REF! | #REF! | #REF! | #REF! | #REF! | #REF! | #REF! | #REF! | #REF! | #REF! | #REF! | #REF! | #REF! | #REF! | #REF! | #REF! | #REF! | #REF! | #REF! | #REF! | #REF! | #REF! | #REF! | #REF! | #REF! | #REF! | #REF! | #REF! | #REF! |  |  |  | #REF! | #REF! | #REF! | #REF! | #REF! | #REF! | #REF! |  | #REF! |  | #REF! | #REF! | #REF! | #REF! | #REF! | #REF! | #REF! | #REF! | #REF! | #REF! | #REF! | #REF! |  |  | #REF! |  |  |  | #REF! | 0 | 0 |  |  |  |  | #REF! | #REF! | #REF! | #REF! | #REF! | #REF! | #REF! |  | #REF! |  | #REF! | #REF! | #REF! | #REF! | #REF! | #REF! | #REF! | #REF! | #REF! | #REF! | #REF! | #REF! | #REF! | #REF! | #REF! | #REF! | #REF! | #REF! | #REF! | #REF! | #REF! | #REF! | #REF! | #REF! | #REF! | #REF! | #REF! | #REF! | #REF! | #REF! | #REF! | #REF! | #REF! | #REF! | #REF! | #REF! | #REF! | #REF! | #REF! | #REF! | #REF! | #REF! | #REF! | #REF! | #REF! | #REF! | #REF! | #REF! | #REF! | #REF! | #REF! | #REF! | #REF! | #REF! | #REF! | #REF! | #REF! | #REF! | #REF! | #REF! | #REF! | [10 empty] | 0 | 0 | 0 | 0 | 0 | 0 | 0 |  |  | 0 | 0 | 0 | 0 | 0 | 0 | 0 | 0 | 0 | 0 | 0 | 0 | 0 | 0 | 0 | 0 | 0 | 0 | 0 | 0 | #REF! | #REF! |  | #REF! |  | #REF! | #REF! | #REF! | #REF! | #REF! | #REF! | #REF! | #REF! | #REF! | #REF! | #REF! | #REF! | #REF! | #REF! | #REF! | #REF! | #REF! | #REF! |  |  | 202 | C-263 | N | 202 | C-263 | 1.1114 | C-232 | 1.1085 | Menor o igual que 1,2 | 1
#REF! | #REF! | #REF! | #REF! | #REF! | #REF! | #REF! | #REF! | #REF! | #REF! | #REF! | #REF! | #REF! | #REF! | #REF! | #REF! | #REF! | #REF! | #REF! | #REF! |  | 3 | #REF! | #REF! | #REF! | #REF! | #REF! | #REF! | #REF! | #REF! | #REF! |  |  |  |  | #REF! | #REF! | #REF! | #REF! | #REF! | 50 | #REF! | #REF! | #REF! | #REF! | #REF! | #REF! | #REF! | #REF! | #REF! | #REF! | #REF! | [5 empty] | #REF! | #REF! |  | 20 | #REF! |  | #REF! | #REF! | #REF! | #REF! | #REF! | #REF! | #REF! | #REF! | #REF! | #REF! | #REF! | #REF! | #REF! | #REF! | #REF! | #REF! | #REF! | #REF! | #REF! | 0 | #REF! | #REF! | #REF! | #REF! | #REF! | #REF! | #REF! | #REF! | #REF! | #REF! | #REF! | #REF! | #REF! | #REF! | #REF! | #REF! | #REF! | #REF! | #REF! | #REF! |  |  |  | #REF! | #REF! | #REF! | #REF! | #REF! | #REF! | #REF! |  | #REF! |  | #REF! | #REF! | #REF! | #REF! | #REF! | #REF! | #REF! | #REF! | #REF! | #REF! | #REF! | #REF! |  |  | #REF! |  |  |  | #REF! | 0 | 0 |  |  |  |  | #REF! | #REF! | #REF! | #REF! | #REF! | #REF! | #REF! |  | #REF! |  | #REF! | #REF! | #REF! | #REF! | #REF! | #REF! | #REF! | #REF! | #REF! | #REF! | #REF! | #REF! | #REF! | #REF! | #REF! | #REF! | #REF! | #REF! | #REF! | [26 empty] | #REF! | #REF! | #REF! | #REF! | #REF! | #REF! | #REF! | #REF! | #REF! | #REF! | #REF! | #REF! | #REF! | #REF! | #REF! | #REF! | [10 empty] | 0 | 0 | 0 | 0 | 0 | 0 | 0 |  |  | 0 | 0 | 0 | 0 | 0 | 0 | 0 | [31 empty] | #REF! | 0 | 0 | #REF! |  |  |  | 203 | C-264 | N | 203 | C-264 | 0.8542 | C-233 | 1.4245 | Entre 1,2 y 2 | 1
#REF! | #REF! | #REF! | #REF! | #REF! | #REF! | #REF! | #REF! | #REF! | #REF! | #REF! | #REF! | #REF! | #REF! | #REF! | #REF! | #REF! | #REF! | #REF! | #REF! | #REF! | 3 | #REF! | #REF! | #REF! | #REF! | #REF! | #REF! | #REF! | #REF! | #REF! | #REF! | #REF! | #REF! | #REF! | #REF! | #REF! | #REF! | #REF! | #REF! | 50 | #REF! | #REF! | #REF! | #REF! | #REF! | #REF! | #REF! | #REF! | #REF! | #REF! | #REF! | #REF! | #REF! | #REF! |  |  | #REF! | #REF! |  | 20 | #REF! |  | #REF! | #REF! | #REF! | #REF! | #REF! | #REF! | #REF! | #REF! | #REF! | #REF! | #REF! | #REF! | #REF! | #REF! | #REF! | #REF! | #REF! | #REF! | #REF! | #REF! | #REF! | #REF! | #REF! | #REF! | #REF! | #REF! | #REF! | #REF! | #REF! | #REF! | #REF! | #REF! | #REF! | #REF! | #REF! | #REF! | #REF! | #REF! | #REF! | #REF! |  |  |  | #REF! | #REF! | #REF! | #REF! | #REF! | #REF! | #REF! |  | #REF! |  | #REF! | #REF! | #REF! | #REF! | #REF! | #REF! | #REF! | #REF! | #REF! | #REF! | #REF! | #REF! |  |  | #REF! |  |  |  | #REF! | 0 | 0 |  |  |  |  | #REF! | #REF! | #REF! | #REF! | #REF! | #REF! | #REF! |  | #REF! |  | #REF! | #REF! | #REF! | #REF! | #REF! | #REF! | #REF! | #REF! | #REF! | #REF! | #REF! | #REF! | #REF! | #REF! | #REF! | #REF! | #REF! | #REF! | #REF! | #REF! | #REF! | #REF! | #REF! | #REF! | #REF! | #REF! | #REF! | #REF! | #REF! | #REF! | #REF! | #REF! | #REF! | #REF! | #REF! | #REF! | #REF! | #REF! | #REF! | #REF! | #REF! | #REF! | #REF! | #REF! | #REF! | #REF! | #REF! | #REF! | #REF! | #REF! | #REF! | #REF! | #REF! | #REF! | #REF! | #REF! | #REF! | #REF! | #REF! | #REF! | #REF! | [10 empty] | 0 | 0 | 0 | 0 | 0 | 0 | 0 |  |  | 0 | 0 | 0 | 0 | 0 | 0 | 0 | 0 | 0 | 0 | 0 | 0 | 0 | 0 | 0 | 0 | 0 | 0 | 0 | 0 | #REF! | #REF! |  | #REF! |  | #REF! | #REF! | #REF! | #REF! | #REF! | #REF! | #REF! | #REF! | #REF! | #REF! | #REF! | #REF! | #REF! | #REF! | #REF! | #REF! | #REF! | #REF! |  |  | 204 | C-231 | N | 204 | C-231 | 1.2 | C-234 | 1.1386 | Menor o igual que 1,2 | 1
[276 empty] | 205 | C-232 | N | 205 | C-232 | 1.1085 | C-235 | 1.5972 | Entre 1,2 y 2 | 1
#REF! | #REF! | #REF! | #REF! | #REF! | #REF! | #REF! | #REF! | #REF! | #REF! | #REF! | #REF! | #REF! | #REF! | #REF! | #REF! | #REF! | #REF! | #REF! | #REF! |  | 3 | #REF! | #REF! | #REF! | #REF! | #REF! | #REF! | #REF! | #REF! | #REF! |  |  |  |  | #REF! | #REF! | #REF! | #REF! | #REF! | 50 | #REF! | #REF! | #REF! | #REF! | #REF! | #REF! | #REF! | #REF! | #REF! | #REF! | 2 | [5 empty] | #REF! | #REF! |  | 20 | #REF! |  | #REF! | #REF! | #REF! | #REF! | #REF! | #REF! | #REF! | #REF! | #REF! | #REF! | #REF! | #REF! | #REF! | #REF! | #REF! | #REF! | #REF! | #REF! | #REF! | 0 | #REF! | #REF! | #REF! | #REF! | #REF! | #REF! | #REF! | #REF! | #REF! | #REF! | #REF! | #REF! | #REF! | #REF! | #REF! | #REF! | #REF! | #REF! | #REF! | #REF! |  |  |  | #REF! | #REF! | #REF! | #REF! | #REF! | #REF! | #REF! |  | #REF! |  | #REF! | #REF! | #REF! | #REF! | #REF! | #REF! | #REF! | #REF! | #REF! | #REF! | #REF! | #REF! |  |  | #REF! |  |  |  | #REF! | 0 | 0 |  |  |  |  | #REF! | #REF! | #REF! | #REF! | #REF! | #REF! | #REF! |  | #REF! |  | #REF! | #REF! | #REF! | #REF! | #REF! | #REF! | #REF! | #REF! | #REF! | #REF! | #REF! | #REF! | #REF! | #REF! | #REF! | #REF! | #REF! | #REF! | #REF! | [26 empty] | #REF! | #REF! | #REF! | #REF! | #REF! | #REF! | #REF! | #REF! | #REF! | #REF! | #REF! | #REF! | #REF! | #REF! | #REF! | #REF! | [10 empty] | 0 | 0 | 0 | 0 | 0 | 0 | 0 |  |  | 0 | 0 | 0 | 0 | 0 | 0 | 0 | [31 empty] | #REF! | 0 | 0 | #REF! |  |  |  | 206 | C-233 | N | 206 | C-233 | 1.4245 | C-265 | 1 | Menor o igual que 1,2 | 1
#REF! | [275 empty] | 207 | C-234 | N | 207 | C-234 | 1.1386 | C-266 | 1.1431 | Menor o igual que 1,2 | 1
#REF! | #REF! | #REF! | #REF! | #REF! | #REF! | #REF! | #REF! | #REF! | #REF! | #REF! | #REF! | #REF! | #REF! | #REF! | #REF! | #REF! | #REF! | #REF! | #REF! | #REF! | 3 | #REF! | #REF! | #REF! | #REF! | #REF! | #REF! | #REF! | #REF! | #REF! | #REF! | #REF! | #REF! | #REF! | #REF! | #REF! | #REF! | #REF! | #REF! | 50 | #REF! | #REF! | #REF! | #REF! | #REF! | #REF! | #REF! | #REF! | #REF! | #REF! | #REF! | #REF! | #REF! | #REF! |  |  | #REF! | #REF! |  | 20 | #REF! |  | #REF! | #REF! | #REF! | #REF! | #REF! | #REF! | #REF! | #REF! | #REF! | #REF! | #REF! | #REF! | #REF! | #REF! | #REF! | #REF! | #REF! | #REF! | #REF! | #REF! | #REF! | #REF! | #REF! | #REF! | #REF! | #REF! | #REF! | #REF! | #REF! | #REF! | #REF! | #REF! | #REF! | #REF! | #REF! | #REF! | #REF! | #REF! | #REF! | #REF! |  |  |  | #REF! | #REF! | #REF! | #REF! | #REF! | #REF! | #REF! |  | #REF! |  | #REF! | #REF! | #REF! | #REF! | #REF! | #REF! | #REF! | #REF! | #REF! | #REF! | #REF! | #REF! |  |  | #REF! |  |  |  | #REF! | 0 | 0 |  |  |  |  | #REF! | #REF! | #REF! | #REF! | #REF! | #REF! | #REF! |  | #REF! |  | #REF! | #REF! | #REF! | #REF! | #REF! | #REF! | #REF! | #REF! | #REF! | #REF! | #REF! | #REF! | #REF! | #REF! | #REF! | #REF! | #REF! | #REF! | #REF! | #REF! | #REF! | #REF! | #REF! | #REF! | #REF! | #REF! | #REF! | #REF! | #REF! | #REF! | #REF! | #REF! | #REF! | #REF! | #REF! | #REF! | #REF! | #REF! | #REF! | #REF! | #REF! | #REF! | #REF! | #REF! | #REF! | #REF! | #REF! | #REF! | #REF! | #REF! | #REF! | #REF! | #REF! | #REF! | #REF! | #REF! | #REF! | #REF! | #REF! | #REF! | #REF! | [10 empty] | 0 | 0 | 0 | 0 | 0 | 0 | 0 |  |  | 0 | 0 | 0 | 0 | 0 | 0 | 0 | 0 | 0 | 0 | 0 | 0 | 0 | 0 | 0 | 0 | 0 | 0 | 0 | 0 | #REF! | #REF! |  | #REF! |  | #REF! | #REF! | #REF! | #REF! | #REF! | #REF! | #REF! | #REF! | #REF! | #REF! | #REF! | #REF! | #REF! | #REF! | #REF! | #REF! | #REF! | #REF! |  |  | 208 | C-235 | N | 208 | C-235 | 1.5972 | C-267 | 0.9839 | Menor o igual que 1,2 | 1
#REF! | #REF! | #REF! | #REF! | #REF! | #REF! | #REF! | #REF! | #REF! | #REF! | #REF! | #REF! | #REF! | #REF! | #REF! | #REF! | #REF! | #REF! | #REF! | #REF! | #REF! | 3 | #REF! | #REF! | #REF! | #REF! | #REF! | #REF! | #REF! | #REF! | #REF! | #REF! | #REF! | #REF! | #REF! | #REF! | #REF! | #REF! | #REF! | #REF! | 50 | #REF! | #REF! | #REF! | #REF! | #REF! | #REF! | #REF! | #REF! | #REF! | #REF! | #REF! | #REF! | #REF! | #REF! |  |  | #REF! | #REF! |  | 20 | #REF! |  | #REF! | #REF! | #REF! | #REF! | #REF! | #REF! | #REF! | #REF! | #REF! | #REF! | #REF! | #REF! | #REF! | #REF! | #REF! | #REF! | #REF! | #REF! | #REF! | #REF! | #REF! | #REF! | #REF! | #REF! | #REF! | #REF! | #REF! | #REF! | #REF! | #REF! | #REF! | #REF! | #REF! | #REF! | #REF! | #REF! | #REF! | #REF! | #REF! | #REF! |  |  |  | #REF! | #REF! | #REF! | #REF! | #REF! | #REF! | #REF! |  | #REF! |  | #REF! | #REF! | #REF! | #REF! | #REF! | #REF! | #REF! | #REF! | #REF! | #REF! | #REF! | #REF! |  |  | #REF! |  |  |  | #REF! | 0 | 0 |  |  |  |  | #REF! | #REF! | #REF! | #REF! | #REF! | #REF! | #REF! |  | #REF! |  | #REF! | #REF! | #REF! | #REF! | #REF! | #REF! | #REF! | #REF! | #REF! | #REF! | #REF! | #REF! | #REF! | #REF! | #REF! | #REF! | #REF! | #REF! | #REF! | #REF! | #REF! | #REF! | #REF! | #REF! | #REF! | #REF! | #REF! | #REF! | #REF! | #REF! | #REF! | #REF! | #REF! | #REF! | #REF! | #REF! | #REF! | #REF! | #REF! | #REF! | #REF! | #REF! | #REF! | #REF! | #REF! | #REF! | #REF! | #REF! | #REF! | #REF! | #REF! | #REF! | #REF! | #REF! | #REF! | #REF! | #REF! | #REF! | #REF! | #REF! | #REF! | [10 empty] | 0 | 0 | 0 | 0 | 0 | 0 | 0 |  |  | 0 | 0 | 0 | 0 | 0 | 0 | 0 | 0 | 0 | 0 | 0 | 0 | 0 | 0 | 0 | 0 | 0 | 0 | 0 | 0 | #REF! | #REF! |  | #REF! |  | #REF! | #REF! | #REF! | #REF! | #REF! | #REF! | #REF! | #REF! | #REF! | #REF! | #REF! | #REF! | #REF! | #REF! | #REF! | #REF! | #REF! | #REF! |  |  | 209 | C-265 | N | 209 | C-265 | 1 | C-268 | 0.8266 | Menor o igual que 1,2 | 1
#REF! | #REF! | #REF! | #REF! | #REF! | #REF! | #REF! | #REF! | #REF! | #REF! | #REF! | #REF! | #REF! | #REF! | #REF! | #REF! | #REF! | #REF! | #REF! | #REF! |  | 3 | #REF! | #REF! | #REF! | #REF! | #REF! | #REF! | #REF! | #REF! | #REF! | #REF! | #REF! | #REF! | #REF! | [12 empty] | #REF! | #REF! | #REF! | #REF! | #REF! | #REF! | #REF! | #REF! | [13 empty] | #REF! |  |  |  |  | 0 |  | #REF! |  | #REF! |  | #REF! | #REF! |  | #REF! | 0 | 0 | 0 | #REF! | #REF! | #REF! |  |  |  | #REF! | #REF! | #REF! | #REF! | #REF! | #REF! | 0 | #REF! | [6 empty] | #REF! | #REF! | #REF! | #REF! | #REF! | #REF! | #REF! |  | #REF! |  | #REF! | #REF! | #REF! | #REF! | #REF! | #REF! | 0 | #REF! | #REF! | #REF! | #REF! | #REF! |  |  | #REF! |  |  |  | #REF! | 0 | 0 |  |  |  |  | #REF! | #REF! | #REF! | #REF! | #REF! | #REF! | #REF! |  | #REF! |  | 0 | #REF! | #REF! | #REF! | #REF! | #REF! | #REF! | #REF! | #REF! | #REF! | #REF! | #REF! | #REF! | #REF! | #REF! | #REF! | #REF! | #REF! | #REF! | [26 empty] | #REF! | #REF! | #REF! | #REF! | #REF! | #REF! | #REF! | #REF! | #REF! | #REF! | #REF! | #REF! | #REF! | #REF! | #REF! | #REF! | [10 empty] | 0 | 0 | 0 | 0 | 0 | 0 | 0 |  |  | 0 | 0 | 0 | 0 | 0 | 0 | 0 | [31 empty] | 0 | 0 | 0 | #REF! |  |  |  | 210 | C-266 | N | 210 | C-266 | 1.1431 | C-177 | 0.9 | Menor o igual que 1,2 | 1
#REF! | #REF! | #REF! | #REF! | #REF! | #REF! | #REF! | #REF! | #REF! | #REF! | #REF! | #REF! | #REF! | #REF! | #REF! | #REF! | #REF! | #REF! | #REF! | #REF! | #REF! | 3 | #REF! | #REF! | #REF! | #REF! | #REF! | #REF! | #REF! | #REF! | #REF! | #REF! | #REF! | #REF! | #REF! | #REF! | #REF! | #REF! | #REF! | #REF! | 50 | #REF! | #REF! | #REF! | #REF! | #REF! | #REF! | #REF! | #REF! | #REF! | #REF! | #REF! | #REF! | #REF! | #REF! |  |  | #REF! | #REF! |  | 20 | #REF! |  | #REF! | #REF! | #REF! | #REF! | #REF! | #REF! | #REF! | #REF! | #REF! | #REF! | #REF! | #REF! | #REF! | #REF! | #REF! | #REF! | #REF! | #REF! | #REF! | #REF! | #REF! | #REF! | #REF! | #REF! | #REF! | #REF! | #REF! | #REF! | #REF! | #REF! | #REF! | #REF! | #REF! | #REF! | #REF! | #REF! | #REF! | #REF! | #REF! | #REF! |  |  |  | #REF! | #REF! | #REF! | #REF! | #REF! | #REF! | #REF! |  | #REF! |  | #REF! | #REF! | #REF! | #REF! | #REF! | #REF! | #REF! | #REF! | #REF! | #REF! | #REF! | #REF! |  |  | #REF! |  |  |  | #REF! | 0 | 0 |  |  |  |  | #REF! | #REF! | #REF! | #REF! | #REF! | #REF! | #REF! |  | #REF! |  | #REF! | #REF! | #REF! | #REF! | #REF! | #REF! | #REF! | #REF! | #REF! | #REF! | #REF! | #REF! | #REF! | #REF! | #REF! | #REF! | #REF! | #REF! | #REF! | #REF! | #REF! | #REF! | #REF! | #REF! | #REF! | #REF! | #REF! | #REF! | #REF! | #REF! | #REF! | #REF! | #REF! | #REF! | #REF! | #REF! | #REF! | #REF! | #REF! | #REF! | #REF! | #REF! | #REF! | #REF! | #REF! | #REF! | #REF! | #REF! | #REF! | #REF! | #REF! | #REF! | #REF! | #REF! | #REF! | #REF! | #REF! | #REF! | #REF! | #REF! | #REF! | [10 empty] | 0 | 0 | 0 | 0 | 0 | 0 | 0 |  |  | 0 | 0 | 0 | 0 | 0 | 0 | 0 | 0 | 0 | 0 | 0 | 0 | 0 | 0 | 0 | 0 | 0 | 0 | 0 | 0 | #REF! | #REF! |  | #REF! |  | #REF! | #REF! | #REF! | #REF! | #REF! | #REF! | #REF! | #REF! | #REF! | #REF! | #REF! | #REF! | #REF! | #REF! | #REF! | #REF! | #REF! | #REF! |  |  | 211 | C-267 | N | 211 | C-267 | 0.9839 | C-178 | 1.8841 | Entre 1,2 y 2 | 1
#REF! | #REF! | #REF! | #REF! | #REF! | #REF! | #REF! | #REF! | #REF! | #REF! | #REF! | #REF! | #REF! | #REF! | #REF! | #REF! | #REF! | #REF! | #REF! | #REF! |  | 3 | #REF! | #REF! | #REF! | #REF! | #REF! | #REF! | #REF! | #REF! | #REF! | #REF! | #REF! | #REF! | #REF! | [12 empty] | #REF! | #REF! | #REF! | #REF! | #REF! | #REF! | #REF! | #REF! | [13 empty] | #REF! |  |  |  |  | 0 |  | #REF! |  | #REF! |  | #REF! | #REF! |  | #REF! | 0 | 0 | 0 | #REF! | #REF! | #REF! |  |  |  | #REF! | #REF! | #REF! | #REF! | #REF! | #REF! | 0 | #REF! | [6 empty] | #REF! | #REF! | #REF! | #REF! | #REF! | #REF! | #REF! |  | #REF! |  | #REF! | #REF! | #REF! | #REF! | #REF! | #REF! | 0 | #REF! | #REF! | #REF! | #REF! | #REF! |  |  | #REF! |  |  |  | #REF! | 0 | 0 |  |  |  |  | #REF! | #REF! | #REF! | #REF! | #REF! | #REF! | #REF! |  | #REF! |  | 0 | #REF! | #REF! | #REF! | #REF! | #REF! | #REF! | #REF! | #REF! | #REF! | #REF! | #REF! | #REF! | #REF! | #REF! | #REF! | #REF! | #REF! | #REF! | [26 empty] | #REF! | #REF! | #REF! | #REF! | #REF! | #REF! | #REF! | #REF! | #REF! | #REF! | #REF! | #REF! | #REF! | #REF! | #REF! | #REF! | [10 empty] | 0 | 0 | 0 | 0 | 0 | 0 | 0 |  |  | 0 | 0 | 0 | 0 | 0 | 0 | 0 | [31 empty] | 0 | 0 | 0 | #REF! |  |  |  | 212 | C-268 | N | 212 | C-268 | 0.8266 | C-179 | 1 | Menor o igual que 1,2 | 1
#REF! | #REF! | #REF! | #REF! | #REF! | #REF! | #REF! | #REF! | #REF! | #REF! | #REF! | #REF! | #REF! | #REF! | #REF! | #REF! | #REF! | #REF! | #REF! | #REF! |  | 3 | #REF! | #REF! | #REF! | #REF! | #REF! | #REF! | #REF! | #REF! | #REF! | #REF! | #REF! | #REF! | #REF! | [12 empty] | #REF! | #REF! | #REF! | #REF! | #REF! | #REF! | #REF! | #REF! | [13 empty] | #REF! |  |  |  |  | 0 |  | #REF! |  | #REF! |  | #REF! | #REF! |  | #REF! | 0 | 0 | 0 | #REF! | #REF! | #REF! |  |  |  | #REF! | #REF! | #REF! | #REF! | #REF! | #REF! | 0 | #REF! | [6 empty] | #REF! | #REF! | #REF! | #REF! | #REF! | #REF! | #REF! |  | #REF! |  | #REF! | #REF! | #REF! | #REF! | #REF! | #REF! | 0 | #REF! | #REF! | #REF! | #REF! | #REF! |  |  | #REF! |  |  |  | #REF! | 0 | 0 |  |  |  |  | #REF! | #REF! | #REF! | #REF! | #REF! | #REF! | #REF! |  | #REF! |  | 0 | #REF! | #REF! | #REF! | #REF! | #REF! | #REF! | #REF! | #REF! | #REF! | #REF! | #REF! | #REF! | #REF! | #REF! | #REF! | #REF! | #REF! | #REF! | [26 empty] | #REF! | #REF! | #REF! | #REF! | #REF! | #REF! | #REF! | #REF! | #REF! | #REF! | #REF! | #REF! | #REF! | #REF! | #REF! | #REF! | [10 empty] | 0 | 0 | 0 | 0 | 0 | 0 | 0 |  |  | 0 | 0 | 0 | 0 | 0 | 0 | 0 | [31 empty] | 0 | 0 | 0 | #REF! |  |  |  | 213 | C-177 | N | 213 | C-177 | 0.9 | C-180 | 2.095 | Entre 2 y 3 | 1
#REF! | #REF! | #REF! | #REF! | #REF! | #REF! | #REF! | #REF! | #REF! | #REF! | #REF! | #REF! | #REF! | #REF! | #REF! | #REF! | #REF! | #REF! | #REF! | #REF! |  | 3 | #REF! | #REF! | #REF! | #REF! | #REF! | #REF! | #REF! | #REF! | #REF! | #REF! | #REF! | #REF! | #REF! | [12 empty] | #REF! | #REF! | #REF! | #REF! | #REF! | #REF! | #REF! | #REF! | [13 empty] | #REF! |  |  |  |  | 0 |  | #REF! |  | #REF! |  | #REF! | #REF! |  | #REF! | 0 | 0 | 0 | #REF! | #REF! | #REF! |  |  |  | #REF! | #REF! | #REF! | #REF! | #REF! | #REF! | 0 | #REF! | [6 empty] | #REF! | #REF! | #REF! | #REF! | #REF! | #REF! | #REF! |  | #REF! |  | #REF! | #REF! | #REF! | #REF! | #REF! | #REF! | 0 | #REF! | #REF! | #REF! | #REF! | #REF! |  |  | #REF! |  |  |  | #REF! | 0 | 0 |  |  |  |  | #REF! | #REF! | #REF! | #REF! | #REF! | #REF! | #REF! |  | #REF! |  | 0 | #REF! | #REF! | #REF! | #REF! | #REF! | #REF! | #REF! | #REF! | #REF! | #REF! | #REF! | #REF! | #REF! | #REF! | #REF! | #REF! | #REF! | #REF! | [26 empty] | #REF! | #REF! | #REF! | #REF! | #REF! | #REF! | #REF! | #REF! | #REF! | #REF! | #REF! | #REF! | #REF! | #REF! | #REF! | #REF! | [10 empty] | 0 | 0 | 0 | 0 | 0 | 0 | 0 |  |  | 0 | 0 | 0 | 0 | 0 | 0 | 0 | [31 empty] | 0 | 0 | 0 | #REF! |  |  |  | 214 | C-178 | N | 214 | C-178 | 1.8841 | C-184 | 2.4563 | Entre 2 y 3 | 1
#REF! | #REF! | #REF! | #REF! | #REF! | #REF! | #REF! | #REF! | #REF! | #REF! | #REF! | #REF! | #REF! | #REF! | #REF! | #REF! | #REF! | #REF! | #REF! | #REF! | #REF! | 3 | #REF! | #REF! | #REF! | #REF! | #REF! | #REF! | #REF! | #REF! | #REF! | #REF! | #REF! | #REF! | #REF! | #REF! | #REF! | #REF! | #REF! | #REF! | 50 | #REF! | #REF! | #REF! | #REF! | #REF! | #REF! | #REF! | #REF! | #REF! | #REF! | #REF! | #REF! | #REF! | #REF! |  |  | #REF! | #REF! |  | 20 | #REF! |  | #REF! | #REF! | #REF! | #REF! | #REF! | #REF! | #REF! | #REF! | #REF! | #REF! | #REF! | #REF! | #REF! | #REF! | #REF! | #REF! | #REF! | #REF! | #REF! | #REF! | #REF! | #REF! | #REF! | #REF! | #REF! | #REF! | #REF! | #REF! | #REF! | #REF! | #REF! | #REF! | #REF! | #REF! | #REF! | #REF! | #REF! | #REF! | #REF! | #REF! |  |  |  | #REF! | #REF! | #REF! | #REF! | #REF! | #REF! | #REF! |  | #REF! |  | #REF! | #REF! | #REF! | #REF! | #REF! | #REF! | #REF! | #REF! | #REF! | #REF! | #REF! | #REF! |  |  | #REF! |  |  |  | #REF! | 0 | 0 |  |  |  |  | #REF! | #REF! | #REF! | #REF! | #REF! | #REF! | #REF! |  | #REF! |  | #REF! | #REF! | #REF! | #REF! | #REF! | #REF! | #REF! | #REF! | #REF! | #REF! | #REF! | #REF! | #REF! | #REF! | #REF! | #REF! | #REF! | #REF! | #REF! | #REF! | #REF! | #REF! | #REF! | #REF! | #REF! | #REF! | #REF! | #REF! | #REF! | #REF! | #REF! | #REF! | #REF! | #REF! | #REF! | #REF! | #REF! | #REF! | #REF! | #REF! | #REF! | #REF! | #REF! | #REF! | #REF! | #REF! | #REF! | #REF! | #REF! | #REF! | #REF! | #REF! | #REF! | #REF! | #REF! | #REF! | #REF! | #REF! | #REF! | #REF! | #REF! | [10 empty] | 0 | 0 | 0 | 0 | 0 | 0 | 0 |  |  | 0 | 0 | 0 | 0 | 0 | 0 | 0 | 0 | 0 | 0 | 0 | 0 | 0 | 0 | 0 | 0 | 0 | 0 | 0 | 0 | #REF! | #REF! |  | #REF! |  | #REF! | #REF! | #REF! | #REF! | #REF! | #REF! | #REF! | #REF! | #REF! | #REF! | #REF! | #REF! | #REF! | #REF! | #REF! | #REF! | #REF! | #REF! |  |  | 215 | C-179 | N | 215 | C-179 | 1 | C-185 | 2.4211 | Entre 2 y 3 | 1
#REF! | #REF! | #REF! | #REF! | #REF! | #REF! | #REF! | #REF! | #REF! | #REF! | #REF! | #REF! | #REF! | #REF! | #REF! | #REF! | #REF! | #REF! | #REF! | #REF! | #REF! | 3 | #REF! | #REF! | #REF! | #REF! | #REF! | #REF! | #REF! | #REF! | #REF! | #REF! | #REF! | #REF! | #REF! | #REF! | #REF! | #REF! | #REF! | #REF! | 50 | #REF! | #REF! | #REF! | #REF! | #REF! | #REF! | #REF! | #REF! | #REF! | #REF! | #REF! | #REF! | #REF! | #REF! |  |  | #REF! | #REF! |  | 20 | #REF! |  | #REF! | #REF! | #REF! | #REF! | #REF! | #REF! | #REF! | #REF! | #REF! | #REF! | #REF! | #REF! | #REF! | #REF! | #REF! | #REF! | #REF! | #REF! | #REF! | #REF! | #REF! | #REF! | #REF! | #REF! | #REF! | #REF! | #REF! | #REF! | #REF! | #REF! | #REF! | #REF! | #REF! | #REF! | #REF! | #REF! | #REF! | #REF! | #REF! | #REF! |  |  |  | #REF! | #REF! | #REF! | #REF! | #REF! | #REF! | #REF! |  | #REF! |  | #REF! | #REF! | #REF! | #REF! | #REF! | #REF! | #REF! | #REF! | #REF! | #REF! | #REF! | #REF! |  |  | #REF! |  |  |  | #REF! | 0 | 0 |  |  |  |  | #REF! | #REF! | #REF! | #REF! | #REF! | #REF! | #REF! |  | #REF! |  | #REF! | #REF! | #REF! | #REF! | #REF! | #REF! | #REF! | #REF! | #REF! | #REF! | #REF! | #REF! | #REF! | #REF! | #REF! | #REF! | #REF! | #REF! | #REF! | #REF! | #REF! | #REF! | #REF! | #REF! | #REF! | #REF! | #REF! | #REF! | #REF! | #REF! | #REF! | #REF! | #REF! | #REF! | #REF! | #REF! | #REF! | #REF! | #REF! | #REF! | #REF! | #REF! | #REF! | #REF! | #REF! | #REF! | #REF! | #REF! | #REF! | #REF! | #REF! | #REF! | #REF! | #REF! | #REF! | #REF! | #REF! | #REF! | #REF! | #REF! | #REF! | [10 empty] | 0 | 0 | 0 | 0 | 0 | 0 | 0 |  |  | 0 | 0 | 0 | 0 | 0 | 0 | 0 | 0 | 0 | 0 | 0 | 0 | 0 | 0 | 0 | 0 | 0 | 0 | 0 | 0 | #REF! | #REF! |  | #REF! |  | #REF! | #REF! | #REF! | #REF! | #REF! | #REF! | #REF! | #REF! | #REF! | #REF! | #REF! | #REF! | #REF! | #REF! | #REF! | #REF! | #REF! | #REF! |  |  | 216 | C-180 | N | 216 | C-180 | 2.095 | C-181 | 1.1 | Menor o igual que 1,2 | 1
#REF! | #REF! | #REF! | #REF! | #REF! | #REF! | #REF! | #REF! | #REF! | #REF! | #REF! | #REF! | #REF! | #REF! | #REF! | #REF! | #REF! | #REF! | #REF! | #REF! | #REF! | 3 | #REF! | #REF! | #REF! | #REF! | #REF! | #REF! | #REF! | #REF! | #REF! | #REF! | #REF! | #REF! | #REF! | #REF! | #REF! | #REF! | #REF! | #REF! | 50 | #REF! | #REF! | #REF! | #REF! | #REF! | #REF! | #REF! | #REF! | #REF! | #REF! | #REF! | #REF! | #REF! | #REF! |  |  | #REF! | #REF! |  | 20 | #REF! |  | #REF! | #REF! | #REF! | #REF! | #REF! | #REF! | #REF! | #REF! | #REF! | #REF! | #REF! | #REF! | #REF! | #REF! | #REF! | #REF! | #REF! | #REF! | #REF! | #REF! | #REF! | #REF! | #REF! | #REF! | #REF! | #REF! | #REF! | #REF! | #REF! | #REF! | #REF! | #REF! | #REF! | #REF! | #REF! | #REF! | #REF! | #REF! | #REF! | #REF! |  |  |  | #REF! | #REF! | #REF! | #REF! | #REF! | #REF! | #REF! |  | #REF! |  | #REF! | #REF! | #REF! | #REF! | #REF! | #REF! | #REF! | #REF! | #REF! | #REF! | #REF! | #REF! |  |  | #REF! |  |  |  | #REF! | 0 | 0 |  |  |  |  | #REF! | #REF! | #REF! | #REF! | #REF! | #REF! | #REF! |  | #REF! |  | #REF! | #REF! | #REF! | #REF! | #REF! | #REF! | #REF! | #REF! | #REF! | #REF! | #REF! | #REF! | #REF! | #REF! | #REF! | #REF! | #REF! | #REF! | #REF! | #REF! | #REF! | #REF! | #REF! | #REF! | #REF! | #REF! | #REF! | #REF! | #REF! | #REF! | #REF! | #REF! | #REF! | #REF! | #REF! | #REF! | #REF! | #REF! | #REF! | #REF! | #REF! | #REF! | #REF! | #REF! | #REF! | #REF! | #REF! | #REF! | #REF! | #REF! | #REF! | #REF! | #REF! | #REF! | #REF! | #REF! | #REF! | #REF! | #REF! | #REF! | #REF! | [10 empty] | 0 | 0 | 0 | 0 | 0 | 0 | 0 |  |  | 0 | 0 | 0 | 0 | 0 | 0 | 0 | 0 | 0 | 0 | 0 | 0 | 0 | 0 | 0 | 0 | 0 | 0 | 0 | 0 | #REF! | #REF! |  | #REF! |  | #REF! | #REF! | #REF! | #REF! | #REF! | #REF! | #REF! | #REF! | #REF! | #REF! | #REF! | #REF! | #REF! | #REF! | #REF! | #REF! | #REF! | #REF! |  |  | 217 | C-184 | N | 217 | C-184 | 2.4563 | C-182 | 1.0306 | Menor o igual que 1,2 | 1
#REF! | #REF! | #REF! | #REF! | #REF! | #REF! | #REF! | #REF! | #REF! | #REF! | #REF! | #REF! | #REF! | #REF! | #REF! | #REF! | #REF! | #REF! | #REF! | #REF! | #REF! | 3 | #REF! | #REF! | #REF! | #REF! | #REF! | #REF! | #REF! | #REF! | #REF! | #REF! | #REF! | #REF! | #REF! | #REF! | #REF! | #REF! | #REF! | #REF! | 50 | #REF! | #REF! | #REF! | #REF! | #REF! | #REF! | #REF! | #REF! | #REF! | #REF! | #REF! | #REF! | #REF! | #REF! |  |  | #REF! | #REF! |  | 20 | #REF! |  | #REF! | #REF! | #REF! | #REF! | #REF! | #REF! | #REF! | #REF! | #REF! | #REF! | #REF! | #REF! | #REF! | #REF! | #REF! | #REF! | #REF! | #REF! | #REF! | #REF! | #REF! | #REF! | #REF! | #REF! | #REF! | #REF! | #REF! | #REF! | #REF! | #REF! | #REF! | #REF! | #REF! | #REF! | #REF! | #REF! | #REF! | #REF! | #REF! | #REF! |  |  |  | #REF! | #REF! | #REF! | #REF! | #REF! | #REF! | #REF! |  | #REF! |  | #REF! | #REF! | #REF! | #REF! | #REF! | #REF! | #REF! | #REF! | #REF! | #REF! | #REF! | #REF! |  |  | #REF! |  |  |  | #REF! | 0 | 0 |  |  |  |  | #REF! | #REF! | #REF! | #REF! | #REF! | #REF! | #REF! |  | #REF! |  | #REF! | #REF! | #REF! | #REF! | #REF! | #REF! | #REF! | #REF! | #REF! | #REF! | #REF! | #REF! | #REF! | #REF! | #REF! | #REF! | #REF! | #REF! | #REF! | #REF! | #REF! | #REF! | #REF! | #REF! | #REF! | #REF! | #REF! | #REF! | #REF! | #REF! | #REF! | #REF! | #REF! | #REF! | #REF! | #REF! | #REF! | #REF! | #REF! | #REF! | #REF! | #REF! | #REF! | #REF! | #REF! | #REF! | #REF! | #REF! | #REF! | #REF! | #REF! | #REF! | #REF! | #REF! | #REF! | #REF! | #REF! | #REF! | #REF! | #REF! | #REF! | [10 empty] | 0 | 0 | 0 | 0 | 0 | 0 | 0 |  |  | 0 | 0 | 0 | 0 | 0 | 0 | 0 | 0 | 0 | 0 | 0 | 0 | 0 | 0 | 0 | 0 | 0 | 0 | 0 | 0 | #REF! | #REF! |  | #REF! |  | #REF! | #REF! | #REF! | #REF! | #REF! | #REF! | #REF! | #REF! | #REF! | #REF! | #REF! | #REF! | #REF! | #REF! | #REF! | #REF! | #REF! | #REF! |  |  | 218 | C-185 | N | 218 | C-185 | 2.4211 | C-187 | 0.8 | Menor o igual que 1,2 | 1
#REF! | #REF! | #REF! | #REF! | #REF! | #REF! | #REF! | #REF! | #REF! | #REF! | #REF! | #REF! | #REF! | #REF! | #REF! | #REF! | #REF! | #REF! | #REF! | #REF! | #REF! | 3 | #REF! | #REF! | #REF! | #REF! | #REF! | #REF! | #REF! | #REF! | #REF! | #REF! | #REF! | #REF! | #REF! | #REF! | #REF! | #REF! | #REF! | #REF! | 50 | #REF! | #REF! | #REF! | #REF! | #REF! | #REF! | #REF! | #REF! | #REF! | #REF! | #REF! | #REF! | #REF! | #REF! |  |  | #REF! | #REF! |  | 20 | #REF! |  | #REF! | #REF! | #REF! | #REF! | #REF! | #REF! | #REF! | #REF! | #REF! | #REF! | #REF! | #REF! | #REF! | #REF! | #REF! | #REF! | #REF! | #REF! | #REF! | #REF! | #REF! | #REF! | #REF! | #REF! | #REF! | #REF! | #REF! | #REF! | #REF! | #REF! | #REF! | #REF! | #REF! | #REF! | #REF! | #REF! | #REF! | #REF! | #REF! | #REF! |  |  |  | #REF! | #REF! | #REF! | #REF! | #REF! | #REF! | #REF! |  | #REF! |  | #REF! | #REF! | #REF! | #REF! | #REF! | #REF! | #REF! | #REF! | #REF! | #REF! | #REF! | #REF! |  |  | #REF! |  |  |  | #REF! | 0 | 0 |  |  |  |  | #REF! | #REF! | #REF! | #REF! | #REF! | #REF! | #REF! |  | #REF! |  | #REF! | #REF! | #REF! | #REF! | #REF! | #REF! | #REF! | #REF! | #REF! | #REF! | #REF! | #REF! | #REF! | #REF! | #REF! | #REF! | #REF! | #REF! | #REF! | #REF! | #REF! | #REF! | #REF! | #REF! | #REF! | #REF! | #REF! | #REF! | #REF! | #REF! | #REF! | #REF! | #REF! | #REF! | #REF! | #REF! | #REF! | #REF! | #REF! | #REF! | #REF! | #REF! | #REF! | #REF! | #REF! | #REF! | #REF! | #REF! | #REF! | #REF! | #REF! | #REF! | #REF! | #REF! | #REF! | #REF! | #REF! | #REF! | #REF! | #REF! | #REF! | [10 empty] | 0 | 0 | 0 | 0 | 0 | 0 | 0 |  |  | 0 | 0 | 0 | 0 | 0 | 0 | 0 | 0 | 0 | 0 | 0 | 0 | 0 | 0 | 0 | 0 | 0 | 0 | 0 | 0 | #REF! | #REF! |  | #REF! |  | #REF! | #REF! | #REF! | #REF! | #REF! | #REF! | #REF! | #REF! | #REF! | #REF! | #REF! | #REF! | #REF! | #REF! | #REF! | #REF! | #REF! | #REF! |  |  | 219 | C-181 | N | 219 | C-181 | 1.1 | C-183 | 1.9796 | Entre 1,2 y 2 | 1
#REF! | #REF! | #REF! | #REF! | #REF! | #REF! | #REF! | #REF! | #REF! | #REF! | #REF! | #REF! | #REF! | #REF! | #REF! | #REF! | #REF! | #REF! | #REF! | #REF! | #REF! | 3 | #REF! | #REF! | #REF! | #REF! | #REF! | #REF! | #REF! | #REF! | #REF! | #REF! | #REF! | #REF! | #REF! | #REF! | #REF! | #REF! | #REF! | #REF! | 50 | #REF! | #REF! | #REF! | #REF! | #REF! | #REF! | #REF! | #REF! | #REF! | #REF! | #REF! | #REF! | #REF! | #REF! |  |  | #REF! | #REF! |  | 20 | #REF! |  | #REF! | #REF! | #REF! | #REF! | #REF! | #REF! | #REF! | #REF! | #REF! | #REF! | #REF! | #REF! | #REF! | #REF! | #REF! | #REF! | #REF! | #REF! | #REF! | #REF! | #REF! | #REF! | #REF! | #REF! | #REF! | #REF! | #REF! | #REF! | #REF! | #REF! | #REF! | #REF! | #REF! | #REF! | #REF! | #REF! | #REF! | #REF! | #REF! | #REF! |  |  |  | #REF! | #REF! | #REF! | #REF! | #REF! | #REF! | #REF! |  | #REF! |  | #REF! | #REF! | #REF! | #REF! | #REF! | #REF! | #REF! | #REF! | #REF! | #REF! | #REF! | #REF! |  |  | #REF! |  |  |  | #REF! | 0 | 0 |  |  |  |  | #REF! | #REF! | #REF! | #REF! | #REF! | #REF! | #REF! |  | #REF! |  | #REF! | #REF! | #REF! | #REF! | #REF! | #REF! | #REF! | #REF! | #REF! | #REF! | #REF! | #REF! | #REF! | #REF! | #REF! | #REF! | #REF! | #REF! | #REF! | #REF! | #REF! | #REF! | #REF! | #REF! | #REF! | #REF! | #REF! | #REF! | #REF! | #REF! | #REF! | #REF! | #REF! | #REF! | #REF! | #REF! | #REF! | #REF! | #REF! | #REF! | #REF! | #REF! | #REF! | #REF! | #REF! | #REF! | #REF! | #REF! | #REF! | #REF! | #REF! | #REF! | #REF! | #REF! | #REF! | #REF! | #REF! | #REF! | #REF! | #REF! | #REF! | [10 empty] | 0 | 0 | 0 | 0 | 0 | 0 | 0 |  |  | 0 | 0 | 0 | 0 | 0 | 0 | 0 | 0 | 0 | 0 | 0 | 0 | 0 | 0 | 0 | 0 | 0 | 0 | 0 | 0 | #REF! | #REF! |  | #REF! |  | #REF! | #REF! | #REF! | #REF! | #REF! | #REF! | #REF! | #REF! | #REF! | #REF! | #REF! | #REF! | #REF! | #REF! | #REF! | #REF! | #REF! | #REF! |  |  | 220 | C-182 | N | 220 | C-182 | 1.0306 | C-239 | 1.28 | Entre 1,2 y 2 | 1
#REF! | #REF! | #REF! | #REF! | #REF! | #REF! | #REF! | #REF! | #REF! | #REF! | #REF! | #REF! | #REF! | #REF! | #REF! | #REF! | #REF! | #REF! | #REF! | #REF! | #REF! | 3 | #REF! | #REF! | #REF! | #REF! | #REF! | #REF! | #REF! | #REF! | #REF! | #REF! | #REF! | #REF! | #REF! | #REF! | #REF! | #REF! | #REF! | #REF! | 50 | #REF! | #REF! | #REF! | #REF! | #REF! | #REF! | #REF! | #REF! | #REF! | #REF! | #REF! | #REF! | #REF! | #REF! |  |  | #REF! | #REF! |  | 20 | #REF! |  | #REF! | #REF! | #REF! | #REF! | #REF! | #REF! | #REF! | #REF! | #REF! | #REF! | #REF! | #REF! | #REF! | #REF! | #REF! | #REF! | #REF! | #REF! | #REF! | #REF! | #REF! | #REF! | #REF! | #REF! | #REF! | #REF! | #REF! | #REF! | #REF! | #REF! | #REF! | #REF! | #REF! | #REF! | #REF! | #REF! | #REF! | #REF! | #REF! | #REF! |  |  |  | #REF! | #REF! | #REF! | #REF! | #REF! | #REF! | #REF! |  | #REF! |  | #REF! | #REF! | #REF! | #REF! | #REF! | #REF! | #REF! | #REF! | #REF! | #REF! | #REF! | #REF! |  |  | #REF! |  |  |  | #REF! | 0 | 0 |  |  |  |  | #REF! | #REF! | #REF! | #REF! | #REF! | #REF! | #REF! |  | #REF! |  | #REF! | #REF! | #REF! | #REF! | #REF! | #REF! | #REF! | #REF! | #REF! | #REF! | #REF! | #REF! | #REF! | #REF! | #REF! | #REF! | #REF! | #REF! | #REF! | #REF! | #REF! | #REF! | #REF! | #REF! | #REF! | #REF! | #REF! | #REF! | #REF! | #REF! | #REF! | #REF! | #REF! | #REF! | #REF! | #REF! | #REF! | #REF! | #REF! | #REF! | #REF! | #REF! | #REF! | #REF! | #REF! | #REF! | #REF! | #REF! | #REF! | #REF! | #REF! | #REF! | #REF! | #REF! | #REF! | #REF! | #REF! | #REF! | #REF! | #REF! | #REF! | [10 empty] | 0 | 0 | 0 | 0 | 0 | 0 | 0 |  |  | 0 | 0 | 0 | 0 | 0 | 0 | 0 | 0 | 0 | 0 | 0 | 0 | 0 | 0 | 0 | 0 | 0 | 0 | 0 | 0 | #REF! | #REF! |  | #REF! |  | #REF! | #REF! | #REF! | #REF! | #REF! | #REF! | #REF! | #REF! | #REF! | #REF! | #REF! | #REF! | #REF! | #REF! | #REF! | #REF! | #REF! | #REF! |  |  | 221 | C-187 | N | 221 | C-187 | 0.8 | C-238 | 1.5724 | Entre 1,2 y 2 | 1
#REF! | #REF! | #REF! | #REF! | #REF! | #REF! | #REF! | #REF! | #REF! | #REF! | #REF! | #REF! | #REF! | #REF! | #REF! | #REF! | #REF! | #REF! | #REF! | #REF! | #REF! | 3 | #REF! | #REF! | #REF! | #REF! | #REF! | #REF! | #REF! | #REF! | #REF! | #REF! | #REF! | #REF! | #REF! | #REF! | #REF! | #REF! | #REF! | #REF! | 50 | #REF! | #REF! | #REF! | #REF! | #REF! | #REF! | #REF! | #REF! | #REF! | #REF! | #REF! | #REF! | #REF! | #REF! |  |  | #REF! | #REF! |  | 20 | #REF! |  | #REF! | #REF! | #REF! | #REF! | #REF! | #REF! | #REF! | #REF! | #REF! | #REF! | #REF! | #REF! | #REF! | #REF! | #REF! | #REF! | #REF! | #REF! | #REF! | #REF! | #REF! | #REF! | #REF! | #REF! | #REF! | #REF! | #REF! | #REF! | #REF! | #REF! | #REF! | #REF! | #REF! | #REF! | #REF! | #REF! | #REF! | #REF! | #REF! | #REF! |  |  |  | #REF! | #REF! | #REF! | #REF! | #REF! | #REF! | #REF! |  | #REF! |  | #REF! | #REF! | #REF! | #REF! | #REF! | #REF! | #REF! | #REF! | #REF! | #REF! | #REF! | #REF! |  |  | #REF! |  |  |  | #REF! | 0 | 0 |  |  |  |  | #REF! | #REF! | #REF! | #REF! | #REF! | #REF! | #REF! |  | #REF! |  | #REF! | #REF! | #REF! | #REF! | #REF! | #REF! | #REF! | #REF! | #REF! | #REF! | #REF! | #REF! | #REF! | #REF! | #REF! | #REF! | #REF! | #REF! | #REF! | #REF! | #REF! | #REF! | #REF! | #REF! | #REF! | #REF! | #REF! | #REF! | #REF! | #REF! | #REF! | #REF! | #REF! | #REF! | #REF! | #REF! | #REF! | #REF! | #REF! | #REF! | #REF! | #REF! | #REF! | #REF! | #REF! | #REF! | #REF! | #REF! | #REF! | #REF! | #REF! | #REF! | #REF! | #REF! | #REF! | #REF! | #REF! | #REF! | #REF! | #REF! | #REF! | [10 empty] | 0 | 0 | 0 | 0 | 0 | 0 | 0 |  |  | 0 | 0 | 0 | 0 | 0 | 0 | 0 | 0 | 0 | 0 | 0 | 0 | 0 | 0 | 0 | 0 | 0 | 0 | 0 | 0 | #REF! | #REF! |  | #REF! |  | #REF! | #REF! | #REF! | #REF! | #REF! | #REF! | #REF! | #REF! | #REF! | #REF! | #REF! | #REF! | #REF! | #REF! | #REF! | #REF! | #REF! | #REF! |  |  | 222 | C-183 | N | 222 | C-183 | 1.9796 | C-237 | 2.0017 | Entre 2 y 3 | 1
#REF! | #REF! | #REF! | #REF! | #REF! | #REF! | #REF! | #REF! | #REF! | #REF! | #REF! | #REF! | #REF! | #REF! | #REF! | #REF! | #REF! | #REF! | #REF! | #REF! | #REF! | 3 | #REF! | #REF! | #REF! | #REF! | #REF! | #REF! | #REF! | #REF! | #REF! | #REF! | #REF! | #REF! | #REF! | #REF! | #REF! | #REF! | #REF! | #REF! | 50 | #REF! | #REF! | #REF! | #REF! | #REF! | #REF! | #REF! | #REF! | #REF! | #REF! | #REF! | #REF! | #REF! | #REF! |  |  | #REF! | #REF! |  | 20 | #REF! |  | #REF! | #REF! | #REF! | #REF! | #REF! | #REF! | #REF! | #REF! | #REF! | #REF! | #REF! | #REF! | #REF! | #REF! | #REF! | #REF! | #REF! | #REF! | #REF! | #REF! | #REF! | #REF! | #REF! | #REF! | #REF! | #REF! | #REF! | #REF! | #REF! | #REF! | #REF! | #REF! | #REF! | #REF! | #REF! | #REF! | #REF! | #REF! | #REF! | #REF! |  |  |  | #REF! | #REF! | #REF! | #REF! | #REF! | #REF! | #REF! |  | #REF! |  | #REF! | #REF! | #REF! | #REF! | #REF! | #REF! | #REF! | #REF! | #REF! | #REF! | #REF! | #REF! |  |  | #REF! |  |  |  | #REF! | 0 | 0 |  |  |  |  | #REF! | #REF! | #REF! | #REF! | #REF! | #REF! | #REF! |  | #REF! |  | #REF! | #REF! | #REF! | #REF! | #REF! | #REF! | #REF! | #REF! | #REF! | #REF! | #REF! | #REF! | #REF! | #REF! | #REF! | #REF! | #REF! | #REF! | #REF! | #REF! | #REF! | #REF! | #REF! | #REF! | #REF! | #REF! | #REF! | #REF! | #REF! | #REF! | #REF! | #REF! | #REF! | #REF! | #REF! | #REF! | #REF! | #REF! | #REF! | #REF! | #REF! | #REF! | #REF! | #REF! | #REF! | #REF! | #REF! | #REF! | #REF! | #REF! | #REF! | #REF! | #REF! | #REF! | #REF! | #REF! | #REF! | #REF! | #REF! | #REF! | #REF! | [10 empty] | 0 | 0 | 0 | 0 | 0 | 0 | 0 |  |  | 0 | 0 | 0 | 0 | 0 | 0 | 0 | 0 | 0 | 0 | 0 | 0 | 0 | 0 | 0 | 0 | 0 | 0 | 0 | 0 | #REF! | #REF! |  | #REF! |  | #REF! | #REF! | #REF! | #REF! | #REF! | #REF! | #REF! | #REF! | #REF! | #REF! | #REF! | #REF! | #REF! | #REF! | #REF! | #REF! | #REF! | #REF! |  |  | 223 | C-239 | N | 223 | C-239 | 1.28 | C-236 | 2.5921 | Entre 2 y 3 | 1
#REF! | #REF! | #REF! | #REF! | #REF! | #REF! | #REF! | #REF! | #REF! | #REF! | #REF! | #REF! | #REF! | #REF! | #REF! | #REF! | #REF! | #REF! | #REF! | #REF! | #REF! | 3 | #REF! | #REF! | #REF! | #REF! | #REF! | #REF! | #REF! | #REF! | #REF! | #REF! | #REF! | #REF! | #REF! | #REF! | #REF! | #REF! | #REF! | #REF! | 50 | #REF! | #REF! | #REF! | #REF! | #REF! | #REF! | #REF! | #REF! | #REF! | #REF! | #REF! | #REF! | #REF! | #REF! |  |  | #REF! | #REF! |  | 20 | #REF! |  | #REF! | #REF! | #REF! | #REF! | #REF! | #REF! | #REF! | #REF! | #REF! | #REF! | #REF! | #REF! | #REF! | #REF! | #REF! | #REF! | #REF! | #REF! | #REF! | #REF! | #REF! | #REF! | #REF! | #REF! | #REF! | #REF! | #REF! | #REF! | #REF! | #REF! | #REF! | #REF! | #REF! | #REF! | #REF! | #REF! | #REF! | #REF! | #REF! | #REF! |  |  |  | #REF! | #REF! | #REF! | #REF! | #REF! | #REF! | #REF! |  | #REF! |  | #REF! | #REF! | #REF! | #REF! | #REF! | #REF! | #REF! | #REF! | #REF! | #REF! | #REF! | #REF! |  |  | #REF! |  |  |  | #REF! | 0 | 0 |  |  |  |  | #REF! | #REF! | #REF! | #REF! | #REF! | #REF! | #REF! |  | #REF! |  | #REF! | #REF! | #REF! | #REF! | #REF! | #REF! | #REF! | #REF! | #REF! | #REF! | #REF! | #REF! | #REF! | #REF! | #REF! | #REF! | #REF! | #REF! | #REF! | #REF! | #REF! | #REF! | #REF! | #REF! | #REF! | #REF! | #REF! | #REF! | #REF! | #REF! | #REF! | #REF! | #REF! | #REF! | #REF! | #REF! | #REF! | #REF! | #REF! | #REF! | #REF! | #REF! | #REF! | #REF! | #REF! | #REF! | #REF! | #REF! | #REF! | #REF! | #REF! | #REF! | #REF! | #REF! | #REF! | #REF! | #REF! | #REF! | #REF! | #REF! | #REF! | [10 empty] | 0 | 0 | 0 | 0 | 0 | 0 | 0 |  |  | 0 | 0 | 0 | 0 | 0 | 0 | 0 | 0 | 0 | 0 | 0 | 0 | 0 | 0 | 0 | 0 | 0 | 0 | 0 | 0 | #REF! | #REF! |  | #REF! |  | #REF! | #REF! | #REF! | #REF! | #REF! | #REF! | #REF! | #REF! | #REF! | #REF! | #REF! | #REF! | #REF! | #REF! | #REF! | #REF! | #REF! | #REF! |  |  | 224 | C-238 | N | 224 | C-238 | 1.5724 | C-240 | 0.8 | Menor o igual que 1,2 | 1
#REF! | #REF! | #REF! | #REF! | #REF! | #REF! | #REF! | #REF! | #REF! | #REF! | #REF! | #REF! | #REF! | #REF! | #REF! | #REF! | #REF! | #REF! | #REF! | #REF! | #REF! | 3 | #REF! | #REF! | #REF! | #REF! | #REF! | #REF! | #REF! | #REF! | #REF! | #REF! | #REF! | #REF! | #REF! | #REF! | #REF! | #REF! | #REF! | #REF! | 50 | #REF! | #REF! | #REF! | #REF! | #REF! | #REF! | #REF! | #REF! | #REF! | #REF! | #REF! | #REF! | #REF! | #REF! |  |  | #REF! | #REF! |  | 20 | #REF! |  | #REF! | #REF! | #REF! | #REF! | #REF! | #REF! | #REF! | #REF! | #REF! | #REF! | #REF! | #REF! | #REF! | #REF! | #REF! | #REF! | #REF! | #REF! | #REF! | #REF! | #REF! | #REF! | #REF! | #REF! | #REF! | #REF! | #REF! | #REF! | #REF! | #REF! | #REF! | #REF! | #REF! | #REF! | #REF! | #REF! | #REF! | #REF! | #REF! | #REF! |  |  |  | #REF! | #REF! | #REF! | #REF! | #REF! | #REF! | #REF! |  | #REF! |  | #REF! | #REF! | #REF! | #REF! | #REF! | #REF! | #REF! | #REF! | #REF! | #REF! | #REF! | #REF! |  |  | #REF! |  |  |  | #REF! | 0 | 0 |  |  |  |  | #REF! | #REF! | #REF! | #REF! | #REF! | #REF! | #REF! |  | #REF! |  | #REF! | #REF! | #REF! | #REF! | #REF! | #REF! | #REF! | #REF! | #REF! | #REF! | #REF! | #REF! | #REF! | #REF! | #REF! | #REF! | #REF! | #REF! | #REF! | #REF! | #REF! | #REF! | #REF! | #REF! | #REF! | #REF! | #REF! | #REF! | #REF! | #REF! | #REF! | #REF! | #REF! | #REF! | #REF! | #REF! | #REF! | #REF! | #REF! | #REF! | #REF! | #REF! | #REF! | #REF! | #REF! | #REF! | #REF! | #REF! | #REF! | #REF! | #REF! | #REF! | #REF! | #REF! | #REF! | #REF! | #REF! | #REF! | #REF! | #REF! | #REF! | [10 empty] | 0 | 0 | 0 | 0 | 0 | 0 | 0 |  |  | 0 | 0 | 0 | 0 | 0 | 0 | 0 | 0 | 0 | 0 | 0 | 0 | 0 | 0 | 0 | 0 | 0 | 0 | 0 | 0 | #REF! | #REF! |  | #REF! |  | #REF! | #REF! | #REF! | #REF! | #REF! | #REF! | #REF! | #REF! | #REF! | #REF! | #REF! | #REF! | #REF! | #REF! | #REF! | #REF! | #REF! | #REF! |  |  | 225 | C-237 | N | 225 | C-237 | 2.0017 | C-241 | 1.4432 | Entre 1,2 y 2 | 1
#REF! | #REF! | #REF! | #REF! | #REF! | #REF! | #REF! | #REF! | #REF! | #REF! | #REF! | #REF! | #REF! | #REF! | #REF! | #REF! | #REF! | #REF! | #REF! | #REF! | #REF! | 3 | #REF! | #REF! | #REF! | #REF! | #REF! | #REF! | #REF! | #REF! | #REF! | #REF! | #REF! | #REF! | #REF! | #REF! | #REF! | #REF! | #REF! | #REF! | 50 | #REF! | #REF! | #REF! | #REF! | #REF! | #REF! | #REF! | #REF! | #REF! | #REF! | #REF! | #REF! | #REF! | #REF! |  |  | #REF! | #REF! |  | 20 | #REF! |  | #REF! | #REF! | #REF! | #REF! | #REF! | #REF! | #REF! | #REF! | #REF! | #REF! | #REF! | #REF! | #REF! | #REF! | #REF! | #REF! | #REF! | #REF! | #REF! | #REF! | #REF! | #REF! | #REF! | #REF! | #REF! | #REF! | #REF! | #REF! | #REF! | #REF! | #REF! | #REF! | #REF! | #REF! | #REF! | #REF! | #REF! | #REF! | #REF! | #REF! |  |  |  | #REF! | #REF! | #REF! | #REF! | #REF! | #REF! | #REF! |  | #REF! |  | #REF! | #REF! | #REF! | #REF! | #REF! | #REF! | #REF! | #REF! | #REF! | #REF! | #REF! | #REF! |  |  | #REF! |  |  |  | #REF! | 0 | 0 |  |  |  |  | #REF! | #REF! | #REF! | #REF! | #REF! | #REF! | #REF! |  | #REF! |  | #REF! | #REF! | #REF! | #REF! | #REF! | #REF! | #REF! | #REF! | #REF! | #REF! | #REF! | #REF! | #REF! | #REF! | #REF! | #REF! | #REF! | #REF! | #REF! | #REF! | #REF! | #REF! | #REF! | #REF! | #REF! | #REF! | #REF! | #REF! | #REF! | #REF! | #REF! | #REF! | #REF! | #REF! | #REF! | #REF! | #REF! | #REF! | #REF! | #REF! | #REF! | #REF! | #REF! | #REF! | #REF! | #REF! | #REF! | #REF! | #REF! | #REF! | #REF! | #REF! | #REF! | #REF! | #REF! | #REF! | #REF! | #REF! | #REF! | #REF! | #REF! | [10 empty] | 0 | 0 | 0 | 0 | 0 | 0 | 0 |  |  | 0 | 0 | 0 | 0 | 0 | 0 | 0 | 0 | 0 | 0 | 0 | 0 | 0 | 0 | 0 | 0 | 0 | 0 | 0 | 0 | #REF! | #REF! |  | #REF! |  | #REF! | #REF! | #REF! | #REF! | #REF! | #REF! | #REF! | #REF! | #REF! | #REF! | #REF! | #REF! | #REF! | #REF! | #REF! | #REF! | #REF! | #REF! |  |  | 226 | C-236 | N | 226 | C-236 | 2.5921 | C-245 | 0.96357 | Menor o igual que 1,2 | 1
#REF! | #REF! | #REF! | #REF! | #REF! | #REF! | #REF! | #REF! | #REF! | #REF! | #REF! | #REF! | #REF! | #REF! | #REF! | #REF! | #REF! | #REF! | #REF! | #REF! | #REF! | 3 | #REF! | #REF! | #REF! | #REF! | #REF! | #REF! | #REF! | #REF! | #REF! | #REF! | #REF! | #REF! | #REF! | #REF! | #REF! | #REF! | #REF! | #REF! | 50 | #REF! | #REF! | #REF! | #REF! | #REF! | #REF! | #REF! | #REF! | #REF! | #REF! | #REF! | #REF! | #REF! | #REF! |  |  | #REF! | #REF! |  | 20 | #REF! |  | #REF! | #REF! | #REF! | #REF! | #REF! | #REF! | #REF! | #REF! | #REF! | #REF! | #REF! | #REF! | #REF! | #REF! | #REF! | #REF! | #REF! | #REF! | #REF! | #REF! | #REF! | #REF! | #REF! | #REF! | #REF! | #REF! | #REF! | #REF! | #REF! | #REF! | #REF! | #REF! | #REF! | #REF! | #REF! | #REF! | #REF! | #REF! | #REF! | #REF! |  |  |  | #REF! | #REF! | #REF! | #REF! | #REF! | #REF! | #REF! |  | #REF! |  | #REF! | #REF! | #REF! | #REF! | #REF! | #REF! | #REF! | #REF! | #REF! | #REF! | #REF! | #REF! |  |  | #REF! |  |  |  | #REF! | 0 | 0 |  |  |  |  | #REF! | #REF! | #REF! | #REF! | #REF! | #REF! | #REF! |  | #REF! |  | #REF! | #REF! | #REF! | #REF! | #REF! | #REF! | #REF! | #REF! | #REF! | #REF! | #REF! | #REF! | #REF! | #REF! | #REF! | #REF! | #REF! | #REF! | #REF! | #REF! | #REF! | #REF! | #REF! | #REF! | #REF! | #REF! | #REF! | #REF! | #REF! | #REF! | #REF! | #REF! | #REF! | #REF! | #REF! | #REF! | #REF! | #REF! | #REF! | #REF! | #REF! | #REF! | #REF! | #REF! | #REF! | #REF! | #REF! | #REF! | #REF! | #REF! | #REF! | #REF! | #REF! | #REF! | #REF! | #REF! | #REF! | #REF! | #REF! | #REF! | #REF! | [10 empty] | 0 | 0 | 0 | 0 | 0 | 0 | 0 |  |  | 0 | 0 | 0 | 0 | 0 | 0 | 0 | 0 | 0 | 0 | 0 | 0 | 0 | 0 | 0 | 0 | 0 | 0 | 0 | 0 | #REF! | #REF! |  | #REF! |  | #REF! | #REF! | #REF! | #REF! | #REF! | #REF! | #REF! | #REF! | #REF! | #REF! | #REF! | #REF! | #REF! | #REF! | #REF! | #REF! | #REF! | #REF! |  |  | 227 | C-240 | N | 227 | C-240 | 0.8 | C-246 | 2.1406 | Entre 2 y 3 | 1
#REF! | #REF! | #REF! | #REF! | #REF! | #REF! | #REF! | #REF! | #REF! | #REF! | #REF! | #REF! | #REF! | #REF! | #REF! | #REF! | #REF! | #REF! | #REF! | #REF! | #REF! | 3 | #REF! | #REF! | #REF! | #REF! | #REF! | #REF! | #REF! | #REF! | #REF! | #REF! | #REF! | #REF! | #REF! | #REF! | #REF! | #REF! | #REF! | #REF! | 50 | #REF! | #REF! | #REF! | #REF! | #REF! | #REF! | #REF! | #REF! | #REF! | #REF! | 0 | #REF! | #REF! | #REF! |  |  | #REF! | #REF! |  | 20 | #REF! |  | #REF! | #REF! | #REF! | #REF! | #REF! | #REF! | #REF! | #REF! | #REF! | #REF! | #REF! | #REF! | #REF! | #REF! | #REF! | #REF! | #REF! | #REF! | #REF! | #REF! | #REF! | #REF! | #REF! | #REF! | #REF! | #REF! | #REF! | #REF! | #REF! | #REF! | #REF! | #REF! | #REF! | #REF! | #REF! | #REF! | #REF! | #REF! | #REF! | #REF! |  |  |  | #REF! | #REF! | #REF! | #REF! | #REF! | #REF! | #REF! |  | #REF! |  | #REF! | #REF! | #REF! | #REF! | #REF! | #REF! | #REF! | #REF! | #REF! | #REF! | #REF! | #REF! |  |  | #REF! |  |  |  | #REF! | 0 | 0 |  |  |  |  | #REF! | #REF! | #REF! | #REF! | #REF! | #REF! | #REF! |  | #REF! |  | #REF! | #REF! | #REF! | #REF! | #REF! | #REF! | #REF! | #REF! | #REF! | #REF! | #REF! | #REF! | #REF! | #REF! | #REF! | #REF! | #REF! | #REF! | #REF! | #REF! | #REF! | #REF! | #REF! | #REF! | #REF! | #REF! | #REF! | #REF! | #REF! | #REF! | #REF! | #REF! | #REF! | #REF! | #REF! | #REF! | #REF! | #REF! | #REF! | #REF! | #REF! | #REF! | #REF! | #REF! | #REF! | #REF! | #REF! | #REF! | #REF! | #REF! | #REF! | #REF! | #REF! | #REF! | #REF! | #REF! | #REF! | #REF! | #REF! | #REF! | #REF! | [10 empty] | 0 | 0 | 0 | 0 | 0 | 0 | 0 |  |  | 0 | 0 | 0 | 0 | 0 | 0 | 0 | 0 | 0 | 0 | 0 | 0 | 0 | 0 | 0 | 0 | 0 | 0 | 0 | 0 | #REF! | #REF! |  | #REF! |  | #REF! | #REF! | #REF! | #REF! | #REF! | #REF! | #REF! | #REF! | #REF! | #REF! | #REF! | #REF! | #REF! | #REF! | #REF! | #REF! | #REF! | #REF! |  |  | 228 | C-241 | N | 228 | C-241 | 1.4432 | C-273 | 2.602 | Entre 2 y 3 | 1
#REF! | #REF! | #REF! | #REF! | #REF! | #REF! | #REF! | #REF! | #REF! | #REF! | #REF! | #REF! | #REF! | #REF! | #REF! | #REF! | #REF! | #REF! | #REF! | #REF! | #REF! | 3 | #REF! | #REF! | #REF! | #REF! | #REF! | #REF! | #REF! | #REF! | #REF! | #REF! | #REF! | #REF! | #REF! | #REF! | #REF! | #REF! | #REF! | #REF! | 50 | #REF! | #REF! | #REF! | #REF! | #REF! | #REF! | #REF! | #REF! | #REF! | #REF! | 0 | #REF! | #REF! | #REF! |  |  | #REF! | #REF! |  | 20 | #REF! |  | #REF! | #REF! | #REF! | #REF! | #REF! | #REF! | #REF! | #REF! | #REF! | #REF! | #REF! | #REF! | #REF! | #REF! | #REF! | #REF! | #REF! | #REF! | #REF! | #REF! | #REF! | #REF! | #REF! | #REF! | #REF! | #REF! | #REF! | #REF! | #REF! | #REF! | #REF! | #REF! | #REF! | #REF! | #REF! | #REF! | #REF! | #REF! | #REF! | #REF! |  |  |  | #REF! | #REF! | #REF! | #REF! | #REF! | #REF! | #REF! |  | #REF! |  | #REF! | #REF! | #REF! | #REF! | #REF! | #REF! | #REF! | #REF! | #REF! | #REF! | #REF! | #REF! |  |  | #REF! |  |  |  | #REF! | 0 | 0 |  |  |  |  | #REF! | #REF! | #REF! | #REF! | #REF! | #REF! | #REF! |  | #REF! |  | #REF! | #REF! | #REF! | #REF! | #REF! | #REF! | #REF! | #REF! | #REF! | #REF! | #REF! | #REF! | #REF! | #REF! | #REF! | #REF! | #REF! | #REF! | #REF! | #REF! | #REF! | #REF! | #REF! | #REF! | #REF! | #REF! | #REF! | #REF! | #REF! | #REF! | #REF! | #REF! | #REF! | #REF! | #REF! | #REF! | #REF! | #REF! | #REF! | #REF! | #REF! | #REF! | #REF! | #REF! | #REF! | #REF! | #REF! | #REF! | #REF! | #REF! | #REF! | #REF! | #REF! | #REF! | #REF! | #REF! | #REF! | #REF! | #REF! | #REF! | #REF! | [10 empty] | 0 | 0 | 0 | 0 | 0 | 0 | 0 |  |  | 0 | 0 | 0 | 0 | 0 | 0 | 0 | 0 | 0 | 0 | 0 | 0 | 0 | 0 | 0 | 0 | 0 | 0 | 0 | 0 | #REF! | #REF! |  | #REF! |  | #REF! | #REF! | #REF! | #REF! | #REF! | #REF! | #REF! | #REF! | #REF! | #REF! | #REF! | #REF! | #REF! | #REF! | #REF! | #REF! | #REF! | #REF! |  |  | 229 | C-245 | N | 229 | C-245 | 0.96357 | C-247 | 2.3712 | Entre 2 y 3 | 1
#REF! | #REF! | #REF! | #REF! | #REF! | #REF! | #REF! | #REF! | #REF! | #REF! | #REF! | #REF! | #REF! | #REF! | #REF! | #REF! | #REF! | #REF! | #REF! | #REF! | #REF! | 3 | #REF! | #REF! | #REF! | #REF! | #REF! | #REF! | #REF! | #REF! | #REF! | #REF! | #REF! | #REF! | #REF! | #REF! | #REF! | #REF! | #REF! | #REF! | 50 | #REF! | #REF! | #REF! | #REF! | #REF! | #REF! | #REF! | #REF! | #REF! | #REF! | 0 | #REF! | #REF! | #REF! |  |  | #REF! | #REF! |  | 20 | #REF! |  | #REF! | #REF! | #REF! | #REF! | #REF! | #REF! | #REF! | #REF! | #REF! | #REF! | #REF! | #REF! | #REF! | #REF! | #REF! | #REF! | #REF! | #REF! | #REF! | #REF! | #REF! | #REF! | #REF! | #REF! | #REF! | #REF! | #REF! | #REF! | #REF! | #REF! | #REF! | #REF! | #REF! | #REF! | #REF! | #REF! | #REF! | #REF! | #REF! | #REF! |  |  |  | #REF! | #REF! | #REF! | #REF! | #REF! | #REF! | #REF! |  | #REF! |  | #REF! | #REF! | #REF! | #REF! | #REF! | #REF! | #REF! | #REF! | #REF! | #REF! | #REF! | #REF! |  |  | #REF! |  |  |  | #REF! | 0 | 0 |  |  |  |  | #REF! | #REF! | #REF! | #REF! | #REF! | #REF! | #REF! |  | #REF! |  | #REF! | #REF! | #REF! | #REF! | #REF! | #REF! | #REF! | #REF! | #REF! | #REF! | #REF! | #REF! | #REF! | #REF! | #REF! | #REF! | #REF! | #REF! | #REF! | #REF! | #REF! | #REF! | #REF! | #REF! | #REF! | #REF! | #REF! | #REF! | #REF! | #REF! | #REF! | #REF! | #REF! | #REF! | #REF! | #REF! | #REF! | #REF! | #REF! | #REF! | #REF! | #REF! | #REF! | #REF! | #REF! | #REF! | #REF! | #REF! | #REF! | #REF! | #REF! | #REF! | #REF! | #REF! | #REF! | #REF! | #REF! | #REF! | #REF! | #REF! | #REF! | [10 empty] | 0 | 0 | 0 | 0 | 0 | 0 | 0 |  |  | 0 | 0 | 0 | 0 | 0 | 0 | 0 | 0 | 0 | 0 | 0 | 0 | 0 | 0 | 0 | 0 | 0 | 0 | 0 | 0 | #REF! | #REF! |  | #REF! |  | #REF! | #REF! | #REF! | #REF! | #REF! | #REF! | #REF! | #REF! | #REF! | #REF! | #REF! | #REF! | #REF! | #REF! | #REF! | #REF! | #REF! | #REF! |  |  | 230 | C-246 | N | 230 | C-246 | 2.1406 | C-248 | 2.8069 | Entre 2 y 3 | 1
#REF! | #REF! | #REF! | #REF! | #REF! | #REF! | #REF! | #REF! | #REF! | #REF! | #REF! | #REF! | #REF! | #REF! | #REF! | #REF! | #REF! | #REF! | #REF! | #REF! | #REF! | 3 | #REF! | #REF! | #REF! | #REF! | #REF! | #REF! | #REF! | #REF! | #REF! | #REF! | #REF! | #REF! | #REF! | #REF! | #REF! | #REF! | #REF! | #REF! | 50 | #REF! | #REF! | #REF! | #REF! | #REF! | #REF! | #REF! | #REF! | #REF! | #REF! | 0 | #REF! | #REF! | #REF! |  |  | #REF! | #REF! |  | 20 | #REF! |  | #REF! | #REF! | #REF! | #REF! | #REF! | #REF! | #REF! | #REF! | #REF! | #REF! | #REF! | #REF! | #REF! | #REF! | #REF! | #REF! | #REF! | #REF! | #REF! | #REF! | #REF! | #REF! | #REF! | #REF! | #REF! | #REF! | #REF! | #REF! | #REF! | #REF! | #REF! | #REF! | #REF! | #REF! | #REF! | #REF! | #REF! | #REF! | #REF! | #REF! |  |  |  | #REF! | #REF! | #REF! | #REF! | #REF! | #REF! | #REF! |  | #REF! |  | #REF! | #REF! | #REF! | #REF! | #REF! | #REF! | #REF! | #REF! | #REF! | #REF! | #REF! | #REF! |  |  | #REF! |  |  |  | #REF! | 0 | 0 |  |  |  |  | #REF! | #REF! | #REF! | #REF! | #REF! | #REF! | #REF! |  | #REF! |  | #REF! | #REF! | #REF! | #REF! | #REF! | #REF! | #REF! | #REF! | #REF! | #REF! | #REF! | #REF! | #REF! | #REF! | #REF! | #REF! | #REF! | #REF! | #REF! | #REF! | #REF! | #REF! | #REF! | #REF! | #REF! | #REF! | #REF! | #REF! | #REF! | #REF! | #REF! | #REF! | #REF! | #REF! | #REF! | #REF! | #REF! | #REF! | #REF! | #REF! | #REF! | #REF! | #REF! | #REF! | #REF! | #REF! | #REF! | #REF! | #REF! | #REF! | #REF! | #REF! | #REF! | #REF! | #REF! | #REF! | #REF! | #REF! | #REF! | #REF! | #REF! | [10 empty] | 0 | 0 | 0 | 0 | 0 | 0 | 0 |  |  | 0 | 0 | 0 | 0 | 0 | 0 | 0 | 0 | 0 | 0 | 0 | 0 | 0 | 0 | 0 | 0 | 0 | 0 | 0 | 0 | #REF! | #REF! |  | #REF! |  | #REF! | #REF! | #REF! | #REF! | #REF! | #REF! | #REF! | #REF! | #REF! | #REF! | #REF! | #REF! | #REF! | #REF! | #REF! | #REF! | #REF! | #REF! |  |  | 231 | C-273 | N | 231 | C-273 | 2.602 | C-270 | 2.8662 | Entre 2 y 3 | 1
#REF! | #REF! | #REF! | #REF! | #REF! | #REF! | #REF! | #REF! | #REF! | #REF! | #REF! | #REF! | #REF! | #REF! | #REF! | #REF! | #REF! | #REF! | #REF! | #REF! | #REF! | 3 | #REF! | #REF! | #REF! | #REF! | #REF! | #REF! | #REF! | #REF! | #REF! | #REF! | #REF! | #REF! | #REF! | #REF! | #REF! | #REF! | #REF! | #REF! | 50 | #REF! | #REF! | #REF! | #REF! | #REF! | #REF! | #REF! | #REF! | #REF! | #REF! | 0 | #REF! | #REF! | #REF! |  |  | #REF! | #REF! |  | 20 | #REF! |  | #REF! | #REF! | #REF! | #REF! | #REF! | #REF! | #REF! | #REF! | #REF! | #REF! | #REF! | #REF! | #REF! | #REF! | #REF! | #REF! | #REF! | #REF! | #REF! | #REF! | #REF! | #REF! | #REF! | #REF! | #REF! | #REF! | #REF! | #REF! | #REF! | #REF! | #REF! | #REF! | #REF! | #REF! | #REF! | #REF! | #REF! | #REF! | #REF! | #REF! |  |  |  | #REF! | #REF! | #REF! | #REF! | #REF! | #REF! | #REF! |  | #REF! |  | #REF! | #REF! | #REF! | #REF! | #REF! | #REF! | #REF! | #REF! | #REF! | #REF! | #REF! | #REF! |  |  | #REF! |  |  |  | #REF! | 0 | 0 |  |  |  |  | #REF! | #REF! | #REF! | #REF! | #REF! | #REF! | #REF! |  | #REF! |  | #REF! | #REF! | #REF! | #REF! | #REF! | #REF! | #REF! | #REF! | #REF! | #REF! | #REF! | #REF! | #REF! | #REF! | #REF! | #REF! | #REF! | #REF! | #REF! | #REF! | #REF! | #REF! | #REF! | #REF! | #REF! | #REF! | #REF! | #REF! | #REF! | #REF! | #REF! | #REF! | #REF! | #REF! | #REF! | #REF! | #REF! | #REF! | #REF! | #REF! | #REF! | #REF! | #REF! | #REF! | #REF! | #REF! | #REF! | #REF! | #REF! | #REF! | #REF! | #REF! | #REF! | #REF! | #REF! | #REF! | #REF! | #REF! | #REF! | #REF! | #REF! | [10 empty] | 0 | 0 | 0 | 0 | 0 | 0 | 0 |  |  | 0 | 0 | 0 | 0 | 0 | 0 | 0 | 0 | 0 | 0 | 0 | 0 | 0 | 0 | 0 | 0 | 0 | 0 | 0 | 0 | #REF! | #REF! |  | #REF! |  | #REF! | #REF! | #REF! | #REF! | #REF! | #REF! | #REF! | #REF! | #REF! | #REF! | #REF! | #REF! | #REF! | #REF! | #REF! | #REF! | #REF! | #REF! |  |  | 232 | C-247 | N | 232 | C-247 | 2.3712 | Total general | 5.2311 | Mayor que 5 | 1
#REF! | #REF! | #REF! | #REF! | #REF! | #REF! | #REF! | #REF! | #REF! | #REF! | #REF! | #REF! | #REF! | #REF! | #REF! | #REF! | #REF! | #REF! | #REF! | #REF! | #REF! | 3 | #REF! | #REF! | #REF! | #REF! | #REF! | #REF! | #REF! | #REF! | #REF! | #REF! | #REF! | #REF! | #REF! | #REF! | #REF! | #REF! | #REF! | #REF! | 50 | #REF! | #REF! | #REF! | #REF! | #REF! | #REF! | #REF! | #REF! | #REF! | #REF! | 0 | #REF! | #REF! | #REF! |  |  | #REF! | #REF! |  | 20 | #REF! |  | #REF! | #REF! | #REF! | #REF! | #REF! | #REF! | #REF! | #REF! | #REF! | #REF! | #REF! | #REF! | #REF! | #REF! | #REF! | #REF! | #REF! | #REF! | #REF! | #REF! | #REF! | #REF! | #REF! | #REF! | #REF! | #REF! | #REF! | #REF! | #REF! | #REF! | #REF! | #REF! | #REF! | #REF! | #REF! | #REF! | #REF! | #REF! | #REF! | #REF! |  |  |  | #REF! | #REF! | #REF! | #REF! | #REF! | #REF! | #REF! |  | #REF! |  | #REF! | #REF! | #REF! | #REF! | #REF! | #REF! | #REF! | #REF! | #REF! | #REF! | #REF! | #REF! |  |  | #REF! |  |  |  | #REF! | 0 | 0 |  |  |  |  | #REF! | #REF! | #REF! | #REF! | #REF! | #REF! | #REF! |  | #REF! |  | #REF! | #REF! | #REF! | #REF! | #REF! | #REF! | #REF! | #REF! | #REF! | #REF! | #REF! | #REF! | #REF! | #REF! | #REF! | #REF! | #REF! | #REF! | #REF! | #REF! | #REF! | #REF! | #REF! | #REF! | #REF! | #REF! | #REF! | #REF! | #REF! | #REF! | #REF! | #REF! | #REF! | #REF! | #REF! | #REF! | #REF! | #REF! | #REF! | #REF! | #REF! | #REF! | #REF! | #REF! | #REF! | #REF! | #REF! | #REF! | #REF! | #REF! | #REF! | #REF! | #REF! | #REF! | #REF! | #REF! | #REF! | #REF! | #REF! | #REF! | #REF! | [10 empty] | 0 | 0 | 0 | 0 | 0 | 0 | 0 |  |  | 0 | 0 | 0 | 0 | 0 | 0 | 0 | 0 | 0 | 0 | 0 | 0 | 0 | 0 | 0 | 0 | 0 | 0 | 0 | 0 | 0 | 0 |  | #REF! |  | #REF! | #REF! | #REF! | #REF! | #REF! | #REF! | #REF! | #REF! | #REF! | #REF! | #REF! | #REF! | #REF! | #REF! | #REF! | #REF! | #REF! | #REF! |  |  | 233 | C-248 | N | 233 | C-248 | 2.8069 |  |  | Menor o igual que 1,2 | 1
#REF! | #REF! | #REF! | #REF! | #REF! | #REF! | #REF! | #REF! | #REF! | #REF! | #REF! | #REF! | #REF! | #REF! | #REF! | #REF! | #REF! | #REF! | #REF! | #REF! | #REF! | 3 | #REF! | #REF! | #REF! | #REF! | #REF! | #REF! | #REF! | #REF! | #REF! | #REF! | #REF! | #REF! | #REF! | #REF! | #REF! | #REF! | #REF! | #REF! | 50 | #REF! | #REF! | #REF! | #REF! | #REF! | #REF! | #REF! | #REF! | #REF! | #REF! | 0 | #REF! | #REF! | #REF! |  |  | #REF! | #REF! |  | 20 | #REF! |  | #REF! | #REF! | #REF! | #REF! | #REF! | #REF! | #REF! | #REF! | #REF! | #REF! | #REF! | #REF! | #REF! | #REF! | #REF! | #REF! | #REF! | #REF! | #REF! | #REF! | #REF! | #REF! | #REF! | #REF! | #REF! | #REF! | #REF! | #REF! | #REF! | #REF! | #REF! | #REF! | #REF! | #REF! | #REF! | #REF! | #REF! | #REF! | #REF! | #REF! |  |  |  | #REF! | #REF! | #REF! | #REF! | #REF! | #REF! | #REF! |  | #REF! |  | #REF! | #REF! | #REF! | #REF! | #REF! | #REF! | #REF! | #REF! | #REF! | #REF! | #REF! | #REF! |  |  | #REF! |  |  |  | #REF! | 0 | 0 |  |  |  |  | #REF! | #REF! | #REF! | #REF! | #REF! | #REF! | #REF! |  | #REF! |  | #REF! | #REF! | #REF! | #REF! | #REF! | #REF! | #REF! | #REF! | #REF! | #REF! | #REF! | #REF! | #REF! | #REF! | #REF! | #REF! | #REF! | #REF! | #REF! | #REF! | #REF! | #REF! | #REF! | #REF! | #REF! | #REF! | #REF! | #REF! | #REF! | #REF! | #REF! | #REF! | #REF! | #REF! | #REF! | #REF! | #REF! | #REF! | #REF! | #REF! | #REF! | #REF! | #REF! | #REF! | #REF! | #REF! | #REF! | #REF! | #REF! | #REF! | #REF! | #REF! | #REF! | #REF! | #REF! | #REF! | #REF! | #REF! | #REF! | #REF! | #REF! | [10 empty] | 0 | 0 | 0 | 0 | 0 | 0 | 0 |  |  | 0 | 0 | 0 | 0 | 0 | 0 | 0 | 0 | 0 | 0 | 0 | 0 | 0 | 0 | 0 | 0 | 0 | 0 | 0 | 0 | #REF! | #REF! |  | #REF! |  | #REF! | #REF! | #REF! | #REF! | #REF! | #REF! | #REF! | #REF! | #REF! | #REF! | #REF! | #REF! | #REF! | #REF! | #REF! | #REF! | #REF! | #REF! |  |  | 234 | C-270 | N | 234 | C-270 | 2.8662 |  |  | Menor o igual que 1,2 | 1
#REF! | #REF! | #REF! | #REF! | #REF! | #REF! | #REF! | #REF! | #REF! | #REF! | #REF! | #REF! | #REF! | #REF! | #REF! | #REF! | #REF! | #REF! | #REF! | #REF! | #REF! | 3 | #REF! | #REF! | #REF! | #REF! | #REF! | #REF! | #REF! | #REF! | #REF! | #REF! | #REF! | #REF! | #REF! | #REF! | #REF! | #REF! | #REF! | #REF! | 50 | #REF! | #REF! | #REF! | #REF! | #REF! | #REF! | #REF! | #REF! | #REF! | #REF! | 0 | #REF! | #REF! | #REF! |  |  | #REF! | #REF! |  | 20 | #REF! |  | #REF! | #REF! | #REF! | #REF! | #REF! | #REF! | #REF! | #REF! | #REF! | #REF! | #REF! | #REF! | #REF! | #REF! | #REF! | #REF! | #REF! | #REF! | #REF! | #REF! | #REF! | #REF! | #REF! | #REF! | #REF! | #REF! | #REF! | #REF! | #REF! | #REF! | #REF! | #REF! | #REF! | #REF! | #REF! | #REF! | #REF! | #REF! | #REF! | #REF! |  |  |  | #REF! | #REF! | #REF! | #REF! | #REF! | #REF! | #REF! |  | #REF! |  | #REF! | #REF! | #REF! | #REF! | #REF! | #REF! | #REF! | #REF! | #REF! | #REF! | #REF! | #REF! |  |  | #REF! |  |  |  | #REF! | 0 | 0 |  |  |  |  | #REF! | #REF! | #REF! | #REF! | #REF! | #REF! | #REF! |  | #REF! |  | #REF! | #REF! | #REF! | #REF! | #REF! | #REF! | #REF! | #REF! | #REF! | #REF! | #REF! | #REF! | #REF! | #REF! | #REF! | #REF! | #REF! | #REF! | #REF! | #REF! | #REF! | #REF! | #REF! | #REF! | #REF! | #REF! | #REF! | #REF! | #REF! | #REF! | #REF! | #REF! | #REF! | #REF! | #REF! | #REF! | #REF! | #REF! | #REF! | #REF! | #REF! | #REF! | #REF! | #REF! | #REF! | #REF! | #REF! | #REF! | #REF! | #REF! | #REF! | #REF! | #REF! | #REF! | #REF! | #REF! | #REF! | #REF! | #REF! | #REF! | #REF! | [10 empty] | 0 | 0 | 0 | 0 | 0 | 0 | 0 |  |  | 0 | 0 | 0 | 0 | 0 | 0 | 0 | 0 | 0 | 0 | 0 | 0 | 0 | 0 | 0 | 0 | 0 | 0 | 0 | 0 | #REF! | #REF! |  | #REF! |  | #REF! | #REF! | #REF! | #REF! | #REF! | #REF! | #REF! | #REF! | #REF! | #REF! | #REF! | #REF! | #REF! | #REF! | #REF! | #REF! | #REF! | #REF! | [10 empty] | Menor o igual que 1,2 | 1
[284 empty] | Menor o igual que 1,2 | 1
#REF! | [18 empty] | #REF! | [264 empty] | Menor o igual que 1,2 | 1
[284 empty] | Menor o igual que 1,2 | 1
#REF! | #REF! | #REF! | #REF! | #REF! | #REF! | #REF! | #REF! | #REF! | #REF! | #REF! | #REF! | #REF! | #REF! | #REF! | #REF! | #REF! | #REF! | #REF! | #REF! | #REF! | 3 | #REF! | #REF! | #REF! | #REF! | #REF! | #REF! | #REF! | #REF! | #REF! | #REF! | #REF! | #REF! | #REF! | #REF! | #REF! | #REF! | #REF! | #REF! | 50 | #REF! | #REF! | #REF! | #REF! | #REF! | #REF! | #REF! | #REF! | #REF! | #REF! | #REF! | #REF! | #REF! | #REF! |  |  | #REF! | #REF! |  | 20 | #REF! |  | #REF! | #REF! | #REF! | #REF! | #REF! | #REF! | #REF! | #REF! | #REF! | #REF! | #REF! | #REF! | #REF! | #REF! | #REF! | #REF! | #REF! | #REF! | #REF! | #REF! | #REF! | #REF! | #REF! | #REF! | #REF! | #REF! | #REF! | #REF! | #REF! | #REF! | #REF! | #REF! | #REF! | #REF! | #REF! | #REF! | #REF! | #REF! | #REF! | #REF! |  |  |  | #REF! | #REF! | #REF! | #REF! | #REF! | #REF! | #REF! |  | #REF! |  | #REF! | #REF! | #REF! | #REF! | #REF! | #REF! | #REF! | #REF! | #REF! | #REF! | #REF! | #REF! |  |  | #REF! |  |  |  | #REF! | 0 | 0 |  |  |  |  | #REF! | #REF! | #REF! | #REF! | #REF! | #REF! | #REF! |  | #REF! |  | #REF! | #REF! | #REF! | #REF! | #REF! | #REF! | #REF! | #REF! | #REF! | #REF! | #REF! | #REF! | #REF! | #REF! | #REF! | #REF! | #REF! | #REF! | #REF! | #REF! | #REF! | #REF! | #REF! | #REF! | #REF! | #REF! | #REF! | #REF! | #REF! | #REF! | #REF! | #REF! | #REF! | #REF! | #REF! | #REF! | #REF! | #REF! | #REF! | #REF! | #REF! | #REF! | #REF! | #REF! | #REF! | #REF! | #REF! | #REF! | #REF! | #REF! | #REF! | #REF! | #REF! | #REF! | #REF! | #REF! | #REF! | #REF! | #REF! | #REF! | #REF! | [10 empty] | 0 | 0 | 0 | 0 | 0 | 0 | 0 |  |  | 0 | 0 | 0 | 0 | 0 | 0 | 0 | 0 | 0 | 0 | 0 | 0 | 0 | 0 | 0 | 0 | 0 | 0 | 0 | 0 | #REF! | #REF! |  | #REF! |  | #REF! | #REF! | #REF! | #REF! | #REF! | #REF! | #REF! | #REF! | #REF! | #REF! | #REF! | #REF! | #REF! | #REF! | #REF! | #REF! | #REF! | #REF! | [10 empty] | Menor o igual que 1,2 | 1
#REF! | #REF! | #REF! | #REF! | #REF! | #REF! | #REF! | #REF! | #REF! | #REF! | #REF! | #REF! | #REF! | #REF! | #REF! | #REF! | #REF! | #REF! | #REF! | #REF! | #REF! | 3 | #REF! | #REF! | #REF! | #REF! | #REF! | #REF! | #REF! | #REF! | #REF! | #REF! | #REF! | #REF! | #REF! | #REF! | #REF! | #REF! | #REF! | #REF! | 50 | #REF! | #REF! | #REF! | #REF! | #REF! | #REF! | #REF! | #REF! | #REF! | #REF! | #REF! | #REF! | #REF! | #REF! |  |  | #REF! | #REF! |  | 20 | #REF! |  | #REF! | #REF! | #REF! | #REF! | #REF! | #REF! | #REF! | #REF! | #REF! | #REF! | #REF! | #REF! | #REF! | #REF! | #REF! | #REF! | #REF! | #REF! | #REF! | #REF! | #REF! | #REF! | #REF! | #REF! | #REF! | #REF! | #REF! | #REF! | #REF! | #REF! | #REF! | #REF! | #REF! | #REF! | #REF! | #REF! | #REF! | #REF! | #REF! | #REF! |  |  |  | #REF! | #REF! | #REF! | #REF! | #REF! | #REF! | #REF! |  | #REF! |  | #REF! | #REF! | #REF! | #REF! | #REF! | #REF! | #REF! | #REF! | #REF! | #REF! | #REF! | #REF! |  |  | #REF! |  |  |  | #REF! | 0 | 0 |  |  |  |  | #REF! | #REF! | #REF! | #REF! | #REF! | #REF! | #REF! |  | #REF! |  | #REF! | #REF! | #REF! | #REF! | #REF! | #REF! | #REF! | #REF! | #REF! | #REF! | #REF! | #REF! | #REF! | #REF! | #REF! | #REF! | #REF! | #REF! | #REF! | #REF! | #REF! | #REF! | #REF! | #REF! | #REF! | #REF! | #REF! | #REF! | #REF! | #REF! | #REF! | #REF! | #REF! | #REF! | #REF! | #REF! | #REF! | #REF! | #REF! | #REF! | #REF! | #REF! | #REF! | #REF! | #REF! | #REF! | #REF! | #REF! | #REF! | #REF! | #REF! | #REF! | #REF! | #REF! | #REF! | #REF! | #REF! | #REF! | #REF! | #REF! | #REF! | [10 empty] | 0 | 0 | 0 | 0 | 0 | 0 | 0 |  |  | 0 | 0 | 0 | 0 | 0 | 0 | 0 | 0 | 0 | 0 | 0 | 0 | 0 | 0 | 0 | 0 | 0 | 0 | 0 | 0 | #REF! | #REF! |  | #REF! |  | #REF! | #REF! | #REF! | #REF! | #REF! | #REF! | #REF! | #REF! | #REF! | #REF! | #REF! | #REF! | #REF! | #REF! | #REF! | #REF! | #REF! | #REF! | [10 empty] | Menor o igual que 1,2 | 1
#REF! | #REF! | #REF! | #REF! | #REF! | #REF! | #REF! | #REF! | #REF! | #REF! | #REF! | #REF! | #REF! | #REF! | #REF! | #REF! | #REF! | #REF! | #REF! | #REF! | #REF! | 3 | #REF! | #REF! | #REF! | #REF! | #REF! | #REF! | #REF! | #REF! | #REF! | #REF! | #REF! | #REF! | #REF! | #REF! | #REF! | #REF! | #REF! | #REF! | 50 | #REF! | #REF! | #REF! | #REF! | #REF! | #REF! | #REF! | #REF! | #REF! | #REF! | #REF! | #REF! | #REF! | #REF! |  |  | #REF! | #REF! |  | 20 | #REF! |  | #REF! | #REF! | #REF! | #REF! | #REF! | #REF! | #REF! | #REF! | #REF! | #REF! | #REF! | #REF! | #REF! | #REF! | #REF! | #REF! | #REF! | #REF! | #REF! | #REF! | #REF! | #REF! | #REF! | #REF! | #REF! | #REF! | #REF! | #REF! | #REF! | #REF! | #REF! | #REF! | #REF! | #REF! | #REF! | #REF! | #REF! | #REF! | #REF! | #REF! |  |  |  | #REF! | #REF! | #REF! | #REF! | #REF! | #REF! | #REF! |  | #REF! |  | #REF! | #REF! | #REF! | #REF! | #REF! | #REF! | #REF! | #REF! | #REF! | #REF! | #REF! | #REF! |  |  | #REF! |  |  |  | #REF! | 0 | 0 |  |  |  |  | #REF! | #REF! | #REF! | #REF! | #REF! | #REF! | #REF! |  | #REF! |  | #REF! | #REF! | #REF! | #REF! | #REF! | #REF! | #REF! | #REF! | #REF! | #REF! | #REF! | #REF! | #REF! | #REF! | #REF! | #REF! | #REF! | #REF! | #REF! | #REF! | #REF! | #REF! | #REF! | #REF! | #REF! | #REF! | #REF! | #REF! | #REF! | #REF! | #REF! | #REF! | #REF! | #REF! | #REF! | #REF! | #REF! | #REF! | #REF! | #REF! | #REF! | #REF! | #REF! | #REF! | #REF! | #REF! | #REF! | #REF! | #REF! | #REF! | #REF! | #REF! | #REF! | #REF! | #REF! | #REF! | #REF! | #REF! | #REF! | #REF! | #REF! | [10 empty] | 0 | 0 | 0 | 0 | 0 | 0 | 0 |  |  | 0 | 0 | 0 | 0 | 0 | 0 | 0 | 0 | 0 | 0 | 0 | 0 | 0 | 0 | 0 | 0 | 0 | 0 | 0 | 0 | #REF! | #REF! |  | #REF! |  | #REF! | #REF! | #REF! | #REF! | #REF! | #REF! | #REF! | #REF! | #REF! | #REF! | #REF! | #REF! | #REF! | #REF! | #REF! | #REF! | #REF! | #REF! | [10 empty] | Menor o igual que 1,2 | 1
#REF! | #REF! | #REF! | #REF! | #REF! | #REF! | #REF! | #REF! | #REF! | #REF! | #REF! | #REF! | #REF! | #REF! | #REF! | #REF! | #REF! | #REF! | #REF! | #REF! | #REF! | 3 | #REF! | #REF! | #REF! | #REF! | #REF! | #REF! | #REF! | #REF! | #REF! | #REF! | #REF! | #REF! | #REF! | #REF! | #REF! | #REF! | #REF! | #REF! | 50 | #REF! | #REF! | #REF! | #REF! | #REF! | #REF! | #REF! | #REF! | #REF! | #REF! | #REF! | #REF! | #REF! | #REF! |  |  | #REF! | #REF! |  | 20 | #REF! |  | #REF! | #REF! | #REF! | #REF! | #REF! | #REF! | #REF! | #REF! | #REF! | #REF! | #REF! | #REF! | #REF! | #REF! | #REF! | #REF! | #REF! | #REF! | #REF! | #REF! | #REF! | #REF! | #REF! | #REF! | #REF! | #REF! | #REF! | #REF! | #REF! | #REF! | #REF! | #REF! | #REF! | #REF! | #REF! | #REF! | #REF! | #REF! | #REF! | #REF! |  |  |  | #REF! | #REF! | #REF! | #REF! | #REF! | #REF! | #REF! |  | #REF! |  | #REF! | #REF! | #REF! | #REF! | #REF! | #REF! | #REF! | #REF! | #REF! | #REF! | #REF! | #REF! |  |  | #REF! |  |  |  | #REF! | 0 | 0 |  |  |  |  | #REF! | #REF! | #REF! | #REF! | #REF! | #REF! | #REF! |  | #REF! |  | #REF! | #REF! | #REF! | #REF! | #REF! | #REF! | #REF! | #REF! | #REF! | #REF! | #REF! | #REF! | #REF! | #REF! | #REF! | #REF! | #REF! | #REF! | #REF! | #REF! | #REF! | #REF! | #REF! | #REF! | #REF! | #REF! | #REF! | #REF! | #REF! | #REF! | #REF! | #REF! | #REF! | #REF! | #REF! | #REF! | #REF! | #REF! | #REF! | #REF! | #REF! | #REF! | #REF! | #REF! | #REF! | #REF! | #REF! | #REF! | #REF! | #REF! | #REF! | #REF! | #REF! | #REF! | #REF! | #REF! | #REF! | #REF! | #REF! | #REF! | #REF! | [10 empty] | 0 | 0 | 0 | 0 | 0 | 0 | 0 |  |  | 0 | 0 | 0 | 0 | 0 | 0 | 0 | 0 | 0 | 0 | 0 | 0 | 0 | 0 | 0 | 0 | 0 | 0 | 0 | 0 | #REF! | #REF! |  | #REF! |  | #REF! | #REF! | #REF! | #REF! | #REF! | #REF! | #REF! | #REF! | #REF! | #REF! | #REF! | #REF! | #REF! | #REF! | #REF! | #REF! | #REF! | #REF! | [10 empty] | Menor o igual que 1,2 | 1
#REF! | #REF! | #REF! | #REF! | #REF! | #REF! | #REF! | #REF! | #REF! | #REF! | #REF! | #REF! | #REF! | #REF! | #REF! | #REF! | #REF! | #REF! | #REF! | #REF! |  | 3 | #REF! | #REF! | #REF! | #REF! | #REF! | #REF! | #REF! | #REF! | #REF! | #REF! | #REF! | #REF! | #REF! | [12 empty] | #REF! | #REF! | #REF! | #REF! | #REF! | #REF! | #REF! | [14 empty] | #REF! |  |  |  |  | 0 |  | #REF! |  | #REF! |  | #REF! | #REF! |  | #REF! | 0 | 0 | 0 | #REF! | #REF! | #REF! |  |  |  | #REF! | #REF! | #REF! | #REF! | #REF! | #REF! | 0 | #REF! | [6 empty] | #REF! | #REF! | #REF! | #REF! | #REF! | #REF! | #REF! |  | #REF! |  | #REF! | #REF! | #REF! | #REF! | #REF! | #REF! | 0 | #REF! | #REF! | #REF! | #REF! | #REF! |  |  | #REF! |  |  |  | #REF! | 0 | 0 |  |  |  |  | #REF! | #REF! | #REF! | #REF! | #REF! | #REF! | #REF! |  | #REF! |  | 0 | #REF! | #REF! | #REF! | #REF! | #REF! | #REF! | #REF! | #REF! | #REF! | #REF! | #REF! | #REF! | #REF! | #REF! | #REF! | #REF! | #REF! | #REF! | [26 empty] | #REF! | #REF! | #REF! | #REF! | #REF! | #REF! | #REF! | #REF! | #REF! | #REF! | #REF! | #REF! | #REF! | #REF! | #REF! | #REF! | [10 empty] | 0 | 0 | 0 | 0 | 0 | 0 | 0 |  |  | 0 | 0 | 0 | 0 | 0 | 0 | 0 | [31 empty] | 0 | 0 | 0 | #REF! | [11 empty] | Menor o igual que 1,2 | 1
#REF! | #REF! | #REF! | #REF! | #REF! | #REF! | #REF! | #REF! | #REF! | #REF! | #REF! | #REF! | #REF! | #REF! | #REF! | #REF! | #REF! | #REF! | #REF! | #REF! | #REF! | 3 | #REF! | #REF! | #REF! | #REF! | #REF! | #REF! | #REF! | #REF! | #REF! | #REF! | #REF! | #REF! | #REF! | #REF! | #REF! | #REF! | #REF! | #REF! | 50 | #REF! | #REF! | #REF! | #REF! | #REF! | #REF! | #REF! | #REF! | #REF! | #REF! | #REF! | #REF! | #REF! | #REF! |  |  | #REF! | #REF! |  | 20 | #REF! |  | #REF! | #REF! | #REF! | #REF! | #REF! | #REF! | #REF! | #REF! | #REF! | #REF! | #REF! | #REF! | #REF! | #REF! | #REF! | #REF! | #REF! | #REF! | #REF! | #REF! | #REF! | #REF! | #REF! | #REF! | #REF! | #REF! | #REF! | #REF! | #REF! | #REF! | #REF! | #REF! | #REF! | #REF! | #REF! | #REF! | #REF! | #REF! | #REF! | #REF! |  |  |  | #REF! | #REF! | #REF! | #REF! | #REF! | #REF! | #REF! |  | #REF! |  | #REF! | #REF! | #REF! | #REF! | #REF! | #REF! | #REF! | #REF! | #REF! | #REF! | #REF! | #REF! |  |  | #REF! |  |  |  | #REF! | 0 | 0 |  |  |  |  | #REF! | #REF! | #REF! | #REF! | #REF! | #REF! | #REF! |  | #REF! |  | #REF! | #REF! | #REF! | #REF! | #REF! | #REF! | #REF! | #REF! | #REF! | #REF! | #REF! | #REF! | #REF! | #REF! | #REF! | #REF! | #REF! | #REF! | #REF! | #REF! | #REF! | #REF! | #REF! | #REF! | #REF! | #REF! | #REF! | #REF! | #REF! | #REF! | #REF! | #REF! | #REF! | #REF! | #REF! | #REF! | #REF! | #REF! | #REF! | #REF! | #REF! | #REF! | #REF! | #REF! | #REF! | #REF! | #REF! | #REF! | #REF! | #REF! | #REF! | #REF! | #REF! | #REF! | #REF! | #REF! | #REF! | #REF! | #REF! | #REF! | #REF! | [10 empty] | 0 | 0 | 0 | 0 | 0 | 0 | 0 |  |  | 0 | 0 | 0 | 0 | 0 | 0 | 0 | 0 | 0 | 0 | 0 | 0 | 0 | 0 | 0 | 0 | 0 | 0 | 0 | 0 | #REF! | #REF! |  | #REF! |  | #REF! | #REF! | #REF! | #REF! | #REF! | #REF! | #REF! | #REF! | #REF! | #REF! | #REF! | #REF! | #REF! | #REF! | #REF! | #REF! | #REF! | #REF! | [10 empty] | Menor o igual que 1,2 | 1
#REF! | #REF! | #REF! | #REF! | #REF! | #REF! | #REF! | #REF! | #REF! | #REF! | #REF! | #REF! | #REF! | #REF! | #REF! | #REF! | #REF! | #REF! | #REF! | #REF! | #REF! | 3 | #REF! | #REF! | #REF! | #REF! | #REF! | #REF! | #REF! | #REF! | #REF! | #REF! | #REF! | #REF! | #REF! | #REF! | #REF! | #REF! | #REF! | #REF! | 50 | #REF! | #REF! | #REF! | #REF! | #REF! | #REF! | #REF! | #REF! | #REF! | #REF! | #REF! | #REF! | #REF! | #REF! |  |  | #REF! | #REF! |  | 20 | #REF! |  | #REF! | #REF! | #REF! | #REF! | #REF! | #REF! | #REF! | #REF! | #REF! | #REF! | #REF! | #REF! | #REF! | #REF! | #REF! | #REF! | #REF! | #REF! | #REF! | #REF! | #REF! | #REF! | #REF! | #REF! | #REF! | #REF! | #REF! | #REF! | #REF! | #REF! | #REF! | #REF! | #REF! | #REF! | #REF! | #REF! | #REF! | #REF! | #REF! | #REF! |  |  |  | #REF! | #REF! | #REF! | #REF! | #REF! | #REF! | #REF! |  | #REF! |  | #REF! | #REF! | #REF! | #REF! | #REF! | #REF! | #REF! | #REF! | #REF! | #REF! | #REF! | #REF! |  |  | #REF! |  |  |  | #REF! | 0 | 0 |  |  |  |  | #REF! | #REF! | #REF! | #REF! | #REF! | #REF! | #REF! |  | #REF! |  | #REF! | #REF! | #REF! | #REF! | #REF! | #REF! | #REF! | #REF! | #REF! | #REF! | #REF! | #REF! | #REF! | #REF! | #REF! | #REF! | #REF! | #REF! | #REF! | #REF! | #REF! | #REF! | #REF! | #REF! | #REF! | #REF! | #REF! | #REF! | #REF! | #REF! | #REF! | #REF! | #REF! | #REF! | #REF! | #REF! | #REF! | #REF! | #REF! | #REF! | #REF! | #REF! | #REF! | #REF! | #REF! | #REF! | #REF! | #REF! | #REF! | #REF! | #REF! | #REF! | #REF! | #REF! | #REF! | #REF! | #REF! | #REF! | #REF! | #REF! | #REF! | [10 empty] | 0 | 0 | 0 | 0 | 0 | 0 | 0 |  |  | 0 | 0 | 0 | 0 | 0 | 0 | 0 | 0 | 0 | 0 | 0 | 0 | 0 | 0 | 0 | 0 | 0 | 0 | 0 | 0 | #REF! | #REF! |  | #REF! |  | #REF! | #REF! | #REF! | #REF! | #REF! | #REF! | #REF! | #REF! | #REF! | #REF! | #REF! | #REF! | #REF! | #REF! | #REF! | #REF! | #REF! | #REF! | [10 empty] | Menor o igual que 1,2 | 1
#REF! | #REF! | #REF! | #REF! | #REF! | #REF! | #REF! | #REF! | #REF! | #REF! | #REF! | #REF! | #REF! | #REF! | #REF! | #REF! | #REF! | #REF! | #REF! | #REF! | #REF! | 3 | #REF! | #REF! | #REF! | #REF! | #REF! | #REF! | #REF! | #REF! | #REF! | #REF! | #REF! | #REF! | #REF! | #REF! | #REF! | #REF! | #REF! | #REF! | 50 | #REF! | #REF! | #REF! | #REF! | #REF! | #REF! | #REF! | #REF! | #REF! | #REF! | #REF! | #REF! | #REF! | #REF! |  |  | #REF! | #REF! |  | 20 | #REF! |  | #REF! | #REF! | #REF! | #REF! | #REF! | #REF! | #REF! | #REF! | #REF! | #REF! | #REF! | #REF! | #REF! | #REF! | #REF! | #REF! | #REF! | #REF! | #REF! | #REF! | #REF! | #REF! | #REF! | #REF! | #REF! | #REF! | #REF! | #REF! | #REF! | #REF! | #REF! | #REF! | #REF! | #REF! | #REF! | #REF! | #REF! | #REF! | #REF! | #REF! |  |  |  | #REF! | #REF! | #REF! | #REF! | #REF! | #REF! | #REF! |  | #REF! |  | #REF! | #REF! | #REF! | #REF! | #REF! | #REF! | #REF! | #REF! | #REF! | #REF! | #REF! | #REF! |  |  | #REF! |  |  |  | #REF! | 0 | 0 |  |  |  |  | #REF! | #REF! | #REF! | #REF! | #REF! | #REF! | #REF! |  | #REF! |  | #REF! | #REF! | #REF! | #REF! | #REF! | #REF! | #REF! | #REF! | #REF! | #REF! | #REF! | #REF! | #REF! | #REF! | #REF! | #REF! | #REF! | #REF! | #REF! | #REF! | #REF! | #REF! | #REF! | #REF! | #REF! | #REF! | #REF! | #REF! | #REF! | #REF! | #REF! | #REF! | #REF! | #REF! | #REF! | #REF! | #REF! | #REF! | #REF! | #REF! | #REF! | #REF! | #REF! | #REF! | #REF! | #REF! | #REF! | #REF! | #REF! | #REF! | #REF! | #REF! | #REF! | #REF! | #REF! | #REF! | #REF! | #REF! | #REF! | #REF! | #REF! | [10 empty] | 0 | 0 | 0 | 0 | 0 | 0 | 0 |  |  | 0 | 0 | 0 | 0 | 0 | 0 | 0 | 0 | 0 | 0 | 0 | 0 | 0 | 0 | 0 | 0 | 0 | 0 | 0 | 0 | #REF! | #REF! |  | #REF! |  | #REF! | #REF! | #REF! | #REF! | #REF! | #REF! | #REF! | #REF! | #REF! | #REF! | #REF! | #REF! | #REF! | #REF! | #REF! | #REF! | #REF! | #REF! | [10 empty] | Menor o igual que 1,2 | 1
#REF! | #REF! | #REF! | #REF! | #REF! | #REF! | #REF! | #REF! | #REF! | #REF! | #REF! | #REF! | #REF! | #REF! | #REF! | #REF! | #REF! | #REF! | #REF! | #REF! | #REF! | 3 | #REF! | #REF! | #REF! | #REF! | #REF! | #REF! | #REF! | #REF! | #REF! | #REF! | #REF! | #REF! | #REF! | #REF! | #REF! | #REF! | #REF! | #REF! | 50 | #REF! | #REF! | #REF! | #REF! | #REF! | #REF! | #REF! | #REF! | #REF! | #REF! | #REF! | #REF! | #REF! | #REF! |  |  | #REF! | #REF! |  | 20 | #REF! |  | #REF! | #REF! | #REF! | #REF! | #REF! | #REF! | #REF! | #REF! | #REF! | #REF! | #REF! | #REF! | #REF! | #REF! | #REF! | #REF! | #REF! | #REF! | #REF! | #REF! | #REF! | #REF! | #REF! | #REF! | #REF! | #REF! | #REF! | #REF! | #REF! | #REF! | #REF! | #REF! | #REF! | #REF! | #REF! | #REF! | #REF! | #REF! | #REF! | #REF! |  |  |  | #REF! | #REF! | #REF! | #REF! | #REF! | #REF! | #REF! |  | #REF! |  | #REF! | #REF! | #REF! | #REF! | #REF! | #REF! | #REF! | #REF! | #REF! | #REF! | #REF! | #REF! |  |  | #REF! |  |  |  | #REF! | 0 | 0 |  |  |  |  | #REF! | #REF! | #REF! | #REF! | #REF! | #REF! | #REF! |  | #REF! |  | #REF! | #REF! | #REF! | #REF! | #REF! | #REF! | #REF! | #REF! | #REF! | #REF! | #REF! | #REF! | #REF! | #REF! | #REF! | #REF! | #REF! | #REF! | #REF! | #REF! | #REF! | #REF! | #REF! | #REF! | #REF! | #REF! | #REF! | #REF! | #REF! | #REF! | #REF! | #REF! | #REF! | #REF! | #REF! | #REF! | #REF! | #REF! | #REF! | #REF! | #REF! | #REF! | #REF! | #REF! | #REF! | #REF! | #REF! | #REF! | #REF! | #REF! | #REF! | #REF! | #REF! | #REF! | #REF! | #REF! | #REF! | #REF! | #REF! | #REF! | #REF! | [10 empty] | 0 | 0 | 0 | 0 | 0 | 0 | 0 |  |  | 0 | 0 | 0 | 0 | 0 | 0 | 0 | 0 | 0 | 0 | 0 | 0 | 0 | 0 | 0 | 0 | 0 | 0 | 0 | 0 | #REF! | #REF! |  | #REF! |  | #REF! | #REF! | #REF! | #REF! | #REF! | #REF! | #REF! | #REF! | #REF! | #REF! | #REF! | #REF! | #REF! | #REF! | #REF! | #REF! | #REF! | #REF! | [10 empty] | Menor o igual que 1,2 | 1
#REF! | #REF! | #REF! | #REF! | #REF! | #REF! | #REF! | #REF! | #REF! | #REF! | #REF! | #REF! | #REF! | #REF! | #REF! | #REF! | #REF! | #REF! | #REF! | #REF! | #REF! | 3 | #REF! | #REF! | #REF! | #REF! | #REF! | #REF! | #REF! | #REF! | #REF! | #REF! | #REF! | #REF! | #REF! | #REF! | #REF! | #REF! | #REF! | #REF! | 50 | #REF! | #REF! | #REF! | #REF! | #REF! | #REF! | #REF! | #REF! | #REF! | #REF! | #REF! | #REF! | #REF! | #REF! |  |  | #REF! | #REF! |  | 20 | #REF! |  | #REF! | #REF! | #REF! | #REF! | #REF! | #REF! | #REF! | #REF! | #REF! | #REF! | #REF! | #REF! | #REF! | #REF! | #REF! | #REF! | #REF! | #REF! | #REF! | #REF! | #REF! | #REF! | #REF! | #REF! | #REF! | #REF! | #REF! | #REF! | #REF! | #REF! | #REF! | #REF! | #REF! | #REF! | #REF! | #REF! | #REF! | #REF! | #REF! | #REF! |  |  |  | #REF! | #REF! | #REF! | #REF! | #REF! | #REF! | #REF! |  | #REF! |  | #REF! | #REF! | #REF! | #REF! | #REF! | #REF! | #REF! | #REF! | #REF! | #REF! | #REF! | #REF! |  |  | #REF! |  |  |  | #REF! | 0 | 0 |  |  |  |  | #REF! | #REF! | #REF! | #REF! | #REF! | #REF! | #REF! |  | #REF! |  | #REF! | #REF! | #REF! | #REF! | #REF! | #REF! | #REF! | #REF! | #REF! | #REF! | #REF! | #REF! | #REF! | #REF! | #REF! | #REF! | #REF! | #REF! | #REF! | #REF! | #REF! | #REF! | #REF! | #REF! | #REF! | #REF! | #REF! | #REF! | #REF! | #REF! | #REF! | #REF! | #REF! | #REF! | #REF! | #REF! | #REF! | #REF! | #REF! | #REF! | #REF! | #REF! | #REF! | #REF! | #REF! | #REF! | #REF! | #REF! | #REF! | #REF! | #REF! | #REF! | #REF! | #REF! | #REF! | #REF! | #REF! | #REF! | #REF! | #REF! | #REF! | [10 empty] | 0 | 0 | 0 | 0 | 0 | 0 | 0 |  |  | 0 | 0 | 0 | 0 | 0 | 0 | 0 | 0 | 0 | 0 | 0 | 0 | 0 | 0 | 0 | 0 | 0 | 0 | 0 | 0 | #REF! | #REF! |  | #REF! |  | #REF! | #REF! | #REF! | #REF! | #REF! | #REF! | #REF! | #REF! | #REF! | #REF! | #REF! | #REF! | #REF! | #REF! | #REF! | #REF! | #REF! | #REF! | [10 empty] | Menor o igual que 1,2 | 1
#REF! | #REF! | #REF! | #REF! | #REF! | #REF! | #REF! | #REF! | #REF! | #REF! | #REF! | #REF! | #REF! | #REF! | #REF! | #REF! | #REF! | #REF! | #REF! | #REF! | #REF! | 3 | #REF! | #REF! | #REF! | #REF! | #REF! | #REF! | #REF! | #REF! | #REF! | #REF! | #REF! | #REF! | #REF! | #REF! | #REF! | #REF! | #REF! | #REF! | 50 | #REF! | #REF! | #REF! | #REF! | #REF! | #REF! | #REF! | #REF! | #REF! | #REF! | #REF! | #REF! | #REF! | #REF! |  |  | #REF! | #REF! |  | 20 | #REF! |  | #REF! | #REF! | #REF! | #REF! | #REF! | #REF! | #REF! | #REF! | #REF! | #REF! | #REF! | #REF! | #REF! | #REF! | #REF! | #REF! | #REF! | #REF! | #REF! | #REF! | #REF! | #REF! | #REF! | #REF! | #REF! | #REF! | #REF! | #REF! | #REF! | #REF! | #REF! | #REF! | #REF! | #REF! | #REF! | #REF! | #REF! | #REF! | #REF! | #REF! |  |  |  | #REF! | #REF! | #REF! | #REF! | #REF! | #REF! | #REF! |  | #REF! |  | #REF! | #REF! | #REF! | #REF! | #REF! | #REF! | #REF! | #REF! | #REF! | #REF! | #REF! | #REF! |  |  | #REF! |  |  |  | #REF! | 0 | 0 |  |  |  |  | #REF! | #REF! | #REF! | #REF! | #REF! | #REF! | #REF! |  | #REF! |  | #REF! | #REF! | #REF! | #REF! | #REF! | #REF! | #REF! | #REF! | #REF! | #REF! | #REF! | #REF! | #REF! | #REF! | #REF! | #REF! | #REF! | #REF! | #REF! | #REF! | #REF! | #REF! | #REF! | #REF! | #REF! | #REF! | #REF! | #REF! | #REF! | #REF! | #REF! | #REF! | #REF! | #REF! | #REF! | #REF! | #REF! | #REF! | #REF! | #REF! | #REF! | #REF! | #REF! | #REF! | #REF! | #REF! | #REF! | #REF! | #REF! | #REF! | #REF! | #REF! | #REF! | #REF! | #REF! | #REF! | #REF! | #REF! | #REF! | #REF! | #REF! | [10 empty] | 0 | 0 | 0 | 0 | 0 | 0 | 0 |  |  | 0 | 0 | 0 | 0 | 0 | 0 | 0 | 0 | 0 | 0 | 0 | 0 | 0 | 0 | 0 | 0 | 0 | 0 | 0 | 0 | #REF! | #REF! |  | #REF! |  | #REF! | #REF! | #REF! | #REF! | #REF! | #REF! | #REF! | #REF! | #REF! | #REF! | #REF! | #REF! | #REF! | #REF! | #REF! | #REF! | #REF! | #REF! | [10 empty] | Menor o igual que 1,2 | 1
#REF! | #REF! | #REF! | #REF! | #REF! | #REF! | #REF! | #REF! | #REF! | #REF! | #REF! | #REF! | #REF! | #REF! | #REF! | #REF! | #REF! | #REF! | #REF! | #REF! | #REF! | 3 | #REF! | #REF! | #REF! | #REF! | #REF! | #REF! | #REF! | #REF! | #REF! | #REF! | #REF! | #REF! | #REF! | #REF! | #REF! | #REF! | #REF! | #REF! | 50 | #REF! | #REF! | #REF! | #REF! | #REF! | #REF! | #REF! | #REF! | #REF! | #REF! | #REF! | #REF! | #REF! | #REF! |  |  | #REF! | #REF! |  | 20 | #REF! |  | #REF! | #REF! | #REF! | #REF! | #REF! | #REF! | #REF! | #REF! | #REF! | #REF! | #REF! | #REF! | #REF! | #REF! | #REF! | #REF! | #REF! | #REF! | #REF! | #REF! | #REF! | #REF! | #REF! | #REF! | #REF! | #REF! | #REF! | #REF! | #REF! | #REF! | #REF! | #REF! | #REF! | #REF! | #REF! | #REF! | #REF! | #REF! | #REF! | #REF! |  |  |  | #REF! | #REF! | #REF! | #REF! | #REF! | #REF! | #REF! |  | #REF! |  | #REF! | #REF! | #REF! | #REF! | #REF! | #REF! | #REF! | #REF! | #REF! | #REF! | #REF! | #REF! |  |  | #REF! |  |  |  | #REF! | 0 | 0 |  |  |  |  | #REF! | #REF! | #REF! | #REF! | #REF! | #REF! | #REF! |  | #REF! |  | #REF! | #REF! | #REF! | #REF! | #REF! | #REF! | #REF! | #REF! | #REF! | #REF! | #REF! | #REF! | #REF! | #REF! | #REF! | #REF! | #REF! | #REF! | #REF! | #REF! | #REF! | #REF! | #REF! | #REF! | #REF! | #REF! | #REF! | #REF! | #REF! | #REF! | #REF! | #REF! | #REF! | #REF! | #REF! | #REF! | #REF! | #REF! | #REF! | #REF! | #REF! | #REF! | #REF! | #REF! | #REF! | #REF! | #REF! | #REF! | #REF! | #REF! | #REF! | #REF! | #REF! | #REF! | #REF! | #REF! | #REF! | #REF! | #REF! | #REF! | #REF! | [10 empty] | 0 | 0 | 0 | 0 | 0 | 0 | 0 |  |  | 0 | 0 | 0 | 0 | 0 | 0 | 0 | 0 | 0 | 0 | 0 | 0 | 0 | 0 | 0 | 0 | 0 | 0 | 0 | 0 | #REF! | #REF! |  | #REF! |  | #REF! | #REF! | #REF! | #REF! | #REF! | #REF! | #REF! | #REF! | #REF! | #REF! | #REF! | #REF! | #REF! | #REF! | #REF! | #REF! | #REF! | #REF! | [10 empty] | Menor o igual que 1,2 | 1
#REF! | #REF! | #REF! | #REF! | #REF! | #REF! | #REF! | #REF! | #REF! | #REF! | #REF! | #REF! | #REF! | #REF! | #REF! | #REF! | #REF! | #REF! | #REF! | #REF! | #REF! | 3 | #REF! | #REF! | #REF! | #REF! | #REF! | #REF! | #REF! | #REF! | #REF! | #REF! | #REF! | #REF! | #REF! | #REF! | #REF! | #REF! | #REF! | #REF! | 50 | #REF! | #REF! | #REF! | #REF! | #REF! | #REF! | #REF! | #REF! | #REF! | #REF! | #REF! | #REF! | #REF! | #REF! |  |  | #REF! | #REF! |  | 20 | #REF! |  | #REF! | #REF! | #REF! | #REF! | #REF! | #REF! | #REF! | #REF! | #REF! | #REF! | #REF! | #REF! | #REF! | #REF! | #REF! | #REF! | #REF! | #REF! | #REF! | #REF! | #REF! | #REF! | #REF! | #REF! | #REF! | #REF! | #REF! | #REF! | #REF! | #REF! | #REF! | #REF! | #REF! | #REF! | #REF! | #REF! | #REF! | #REF! | #REF! | #REF! |  |  |  | #REF! | #REF! | #REF! | #REF! | #REF! | #REF! | #REF! |  | #REF! |  | #REF! | #REF! | #REF! | #REF! | #REF! | #REF! | #REF! | #REF! | #REF! | #REF! | #REF! | #REF! |  |  | #REF! |  |  |  | #REF! | 0 | 0 |  |  |  |  | #REF! | #REF! | #REF! | #REF! | #REF! | #REF! | #REF! |  | #REF! |  | #REF! | #REF! | #REF! | #REF! | #REF! | #REF! | #REF! | #REF! | #REF! | #REF! | #REF! | #REF! | #REF! | #REF! | #REF! | #REF! | #REF! | #REF! | #REF! | #REF! | #REF! | #REF! | #REF! | #REF! | #REF! | #REF! | #REF! | #REF! | #REF! | #REF! | #REF! | #REF! | #REF! | #REF! | #REF! | #REF! | #REF! | #REF! | #REF! | #REF! | #REF! | #REF! | #REF! | #REF! | #REF! | #REF! | #REF! | #REF! | #REF! | #REF! | #REF! | #REF! | #REF! | #REF! | #REF! | #REF! | #REF! | #REF! | #REF! | #REF! | #REF! | [10 empty] | 0 | 0 | 0 | 0 | 0 | 0 | 0 |  |  | 0 | 0 | 0 | 0 | 0 | 0 | 0 | 0 | 0 | 0 | 0 | 0 | 0 | 0 | 0 | 0 | 0 | 0 | 0 | 0 | #REF! | #REF! |  | #REF! |  | #REF! | #REF! | #REF! | #REF! | #REF! | #REF! | #REF! | #REF! | #REF! | #REF! | #REF! | #REF! | #REF! | #REF! | #REF! | #REF! | #REF! | #REF! | [10 empty] | Menor o igual que 1,2 | 1
#REF! | #REF! | #REF! | #REF! | #REF! | #REF! | #REF! | #REF! | #REF! | #REF! | #REF! | #REF! | #REF! | #REF! | #REF! | #REF! | #REF! | #REF! | #REF! | #REF! | #REF! | 3 | #REF! | #REF! | #REF! | #REF! | #REF! | #REF! | #REF! | #REF! | #REF! | #REF! | #REF! | #REF! | #REF! | #REF! | #REF! | #REF! | #REF! | #REF! | 50 | #REF! | #REF! | #REF! | #REF! | #REF! | #REF! | #REF! | #REF! | #REF! | #REF! | #REF! | #REF! | #REF! | #REF! |  |  | #REF! | #REF! |  | 20 | #REF! |  | #REF! | #REF! | #REF! | #REF! | #REF! | #REF! | #REF! | #REF! | #REF! | #REF! | #REF! | #REF! | #REF! | #REF! | #REF! | #REF! | #REF! | #REF! | #REF! | #REF! | #REF! | #REF! | #REF! | #REF! | #REF! | #REF! | #REF! | #REF! | #REF! | #REF! | #REF! | #REF! | #REF! | #REF! | #REF! | #REF! | #REF! | #REF! | #REF! | #REF! |  |  |  | #REF! | #REF! | #REF! | #REF! | #REF! | #REF! | #REF! |  | #REF! |  | #REF! | #REF! | #REF! | #REF! | #REF! | #REF! | #REF! | #REF! | #REF! | #REF! | #REF! | #REF! |  |  | #REF! |  |  |  | #REF! | 0 | 0 |  |  |  |  | #REF! | #REF! | #REF! | #REF! | #REF! | #REF! | #REF! |  | #REF! |  | #REF! | #REF! | #REF! | #REF! | #REF! | #REF! | #REF! | #REF! | #REF! | #REF! | #REF! | #REF! | #REF! | #REF! | #REF! | #REF! | #REF! | #REF! | #REF! | #REF! | #REF! | #REF! | #REF! | #REF! | #REF! | #REF! | #REF! | #REF! | #REF! | #REF! | #REF! | #REF! | #REF! | #REF! | #REF! | #REF! | #REF! | #REF! | #REF! | #REF! | #REF! | #REF! | #REF! | #REF! | #REF! | #REF! | #REF! | #REF! | #REF! | #REF! | #REF! | #REF! | #REF! | #REF! | #REF! | #REF! | #REF! | #REF! | #REF! | #REF! | #REF! | [10 empty] | 0 | 0 | 0 | 0 | 0 | 0 | 0 |  |  | 0 | 0 | 0 | 0 | 0 | 0 | 0 | 0 | 0 | 0 | 0 | 0 | 0 | 0 | 0 | 0 | 0 | 0 | 0 | 0 | #REF! | #REF! |  | #REF! |  | #REF! | #REF! | #REF! | #REF! | #REF! | #REF! | #REF! | #REF! | #REF! | #REF! | #REF! | #REF! | #REF! | #REF! | #REF! | #REF! | #REF! | #REF! | [10 empty] | Menor o igual que 1,2 | 1
#REF! | #REF! | #REF! | #REF! | #REF! | #REF! | #REF! | #REF! | #REF! | #REF! | #REF! | #REF! | #REF! | #REF! | #REF! | #REF! | #REF! | #REF! | #REF! | #REF! | #REF! | 3 | #REF! | #REF! | #REF! | #REF! | #REF! | #REF! | #REF! | #REF! | #REF! | #REF! | #REF! | #REF! | #REF! | #REF! | #REF! | #REF! | #REF! | #REF! | 50 | #REF! | #REF! | #REF! | #REF! | #REF! | #REF! | #REF! | #REF! | #REF! | #REF! | #REF! | #REF! | #REF! | #REF! |  |  | #REF! | #REF! |  | 20 | #REF! |  | #REF! | #REF! | #REF! | #REF! | #REF! | #REF! | #REF! | #REF! | #REF! | #REF! | #REF! | #REF! | #REF! | #REF! | #REF! | #REF! | #REF! | #REF! | #REF! | #REF! | #REF! | #REF! | #REF! | #REF! | #REF! | #REF! | #REF! | #REF! | #REF! | #REF! | #REF! | #REF! | #REF! | #REF! | #REF! | #REF! | #REF! | #REF! | #REF! | #REF! |  |  |  | #REF! | #REF! | #REF! | #REF! | #REF! | #REF! | #REF! |  | #REF! |  | #REF! | #REF! | #REF! | #REF! | #REF! | #REF! | #REF! | #REF! | #REF! | #REF! | #REF! | #REF! |  |  | #REF! |  |  |  | #REF! | 0 | 0 |  |  |  |  | #REF! | #REF! | #REF! | #REF! | #REF! | #REF! | #REF! |  | #REF! |  | #REF! | #REF! | #REF! | #REF! | #REF! | #REF! | #REF! | #REF! | #REF! | #REF! | #REF! | #REF! | #REF! | #REF! | #REF! | #REF! | #REF! | #REF! | #REF! | #REF! | #REF! | #REF! | #REF! | #REF! | #REF! | #REF! | #REF! | #REF! | #REF! | #REF! | #REF! | #REF! | #REF! | #REF! | #REF! | #REF! | #REF! | #REF! | #REF! | #REF! | #REF! | #REF! | #REF! | #REF! | #REF! | #REF! | #REF! | #REF! | #REF! | #REF! | #REF! | #REF! | #REF! | #REF! | #REF! | #REF! | #REF! | #REF! | #REF! | #REF! | #REF! | [10 empty] | 0 | 0 | 0 | 0 | 0 | 0 | 0 |  |  | 0 | 0 | 0 | 0 | 0 | 0 | 0 | 0 | 0 | 0 | 0 | 0 | 0 | 0 | 0 | 0 | 0 | 0 | 0 | 0 | #REF! | #REF! |  | #REF! |  | #REF! | #REF! | #REF! | #REF! | #REF! | #REF! | #REF! | #REF! | #REF! | #REF! | #REF! | #REF! | #REF! | #REF! | #REF! | #REF! | #REF! | #REF! | [10 empty] | Menor o igual que 1,2 | 1
#REF! | #REF! | #REF! | #REF! | #REF! | #REF! | #REF! | #REF! | #REF! | #REF! | #REF! | #REF! | #REF! | #REF! | #REF! | #REF! | #REF! | #REF! | #REF! | #REF! | #REF! | 3 | #REF! | #REF! | #REF! | #REF! | #REF! | #REF! | #REF! | #REF! | #REF! | #REF! | #REF! | #REF! | #REF! | #REF! | #REF! | #REF! | #REF! | #REF! | 50 | #REF! | #REF! | #REF! | #REF! | #REF! | #REF! | #REF! | #REF! | #REF! | #REF! | 0 | #REF! | #REF! | #REF! |  |  | #REF! | #REF! |  | 20 | #REF! |  | #REF! | #REF! | #REF! | #REF! | #REF! | #REF! | #REF! | #REF! | #REF! | #REF! | #REF! | #REF! | #REF! | #REF! | #REF! | #REF! | #REF! | #REF! | #REF! | #REF! | #REF! | #REF! | #REF! | #REF! | #REF! | #REF! | #REF! | #REF! | #REF! | #REF! | #REF! | #REF! | #REF! | #REF! | #REF! | #REF! | #REF! | #REF! | #REF! | #REF! |  |  |  | #REF! | #REF! | #REF! | #REF! | #REF! | #REF! | #REF! |  | #REF! |  | #REF! | #REF! | #REF! | #REF! | #REF! | #REF! | #REF! | #REF! | #REF! | #REF! | #REF! | #REF! |  |  | #REF! |  |  |  | #REF! | 0 | 0 |  |  |  |  | #REF! | #REF! | #REF! | #REF! | #REF! | #REF! | #REF! |  | #REF! |  | #REF! | #REF! | #REF! | #REF! | #REF! | #REF! | #REF! | #REF! | #REF! | #REF! | #REF! | #REF! | #REF! | #REF! | #REF! | #REF! | #REF! | #REF! | #REF! | #REF! | #REF! | #REF! | #REF! | #REF! | #REF! | #REF! | #REF! | #REF! | #REF! | #REF! | #REF! | #REF! | #REF! | #REF! | #REF! | #REF! | #REF! | #REF! | #REF! | #REF! | #REF! | #REF! | #REF! | #REF! | #REF! | #REF! | #REF! | #REF! | #REF! | #REF! | #REF! | #REF! | #REF! | #REF! | #REF! | #REF! | #REF! | #REF! | #REF! | #REF! | #REF! | [10 empty] | 0 | 0 | 0 | 0 | 0 | 0 | 0 |  |  | 0 | 0 | 0 | 0 | 0 | 0 | 0 | 0 | 0 | 0 | 0 | 0 | 0 | 0 | 0 | 0 | 0 | 0 | 0 | 0 | #REF! | #REF! |  | #REF! |  | #REF! | #REF! | #REF! | #REF! | #REF! | #REF! | #REF! | #REF! | #REF! | #REF! | #REF! | #REF! | #REF! | #REF! | #REF! | #REF! | #REF! | #REF! | [10 empty] | Menor o igual que 1,2 | 1
#REF! | #REF! | #REF! | #REF! | #REF! | #REF! | #REF! | #REF! | #REF! | #REF! | #REF! | #REF! | #REF! | #REF! | #REF! | #REF! | #REF! | #REF! | #REF! | #REF! | #REF! | 3 | #REF! | #REF! | #REF! | #REF! | #REF! | #REF! | #REF! | #REF! | #REF! | #REF! | #REF! | #REF! | #REF! | #REF! | #REF! | #REF! | #REF! | #REF! | 50 | #REF! | #REF! | #REF! | #REF! | #REF! | #REF! | #REF! | #REF! | #REF! | #REF! | #REF! | #REF! | #REF! | #REF! |  |  | #REF! | #REF! |  | 20 | #REF! |  | #REF! | #REF! | #REF! | #REF! | #REF! | #REF! | #REF! | #REF! | #REF! | #REF! | #REF! | #REF! | #REF! | #REF! | #REF! | #REF! | #REF! | #REF! | #REF! | #REF! | #REF! | #REF! | #REF! | #REF! | #REF! | #REF! | #REF! | #REF! | #REF! | #REF! | #REF! | #REF! | #REF! | #REF! | #REF! | #REF! | #REF! | #REF! | #REF! | #REF! |  |  |  | #REF! | #REF! | #REF! | #REF! | #REF! | #REF! | #REF! |  | #REF! |  | #REF! | #REF! | #REF! | #REF! | #REF! | #REF! | #REF! | #REF! | #REF! | #REF! | #REF! | #REF! |  |  | #REF! |  |  |  | #REF! | 0 | 0 |  |  |  |  | #REF! | #REF! | #REF! | #REF! | #REF! | #REF! | #REF! |  | #REF! |  | #REF! | #REF! | #REF! | #REF! | #REF! | #REF! | #REF! | #REF! | #REF! | #REF! | #REF! | #REF! | #REF! | #REF! | #REF! | #REF! | #REF! | #REF! | #REF! | #REF! | #REF! | #REF! | #REF! | #REF! | #REF! | #REF! | #REF! | #REF! | #REF! | #REF! | #REF! | #REF! | #REF! | #REF! | #REF! | #REF! | #REF! | #REF! | #REF! | #REF! | #REF! | #REF! | #REF! | #REF! | #REF! | #REF! | #REF! | #REF! | #REF! | #REF! | #REF! | #REF! | #REF! | #REF! | #REF! | #REF! | #REF! | #REF! | #REF! | #REF! | #REF! | [10 empty] | 0 | 0 | 0 | 0 | 0 | 0 | 0 |  |  | 0 | 0 | 0 | 0 | 0 | 0 | 0 | 0 | 0 | 0 | 0 | 0 | 0 | 0 | 0 | 0 | 0 | 0 | 0 | 0 | #REF! | #REF! |  | #REF! |  | #REF! | #REF! | #REF! | #REF! | #REF! | #REF! | #REF! | #REF! | #REF! | #REF! | #REF! | #REF! | #REF! | #REF! | #REF! | #REF! | #REF! | #REF! | [10 empty] | Menor o igual que 1,2 | 1
#REF! | #REF! | #REF! | #REF! | #REF! | #REF! | #REF! | #REF! | #REF! | #REF! | #REF! | #REF! | #REF! | #REF! | #REF! | #REF! | #REF! | #REF! | #REF! | #REF! | #REF! | 3 | #REF! | #REF! | #REF! | #REF! | #REF! | #REF! | #REF! | #REF! | #REF! | #REF! | #REF! | #REF! | #REF! | #REF! | #REF! | #REF! | #REF! | #REF! | 50 | #REF! | #REF! | #REF! | #REF! | #REF! | #REF! | #REF! | #REF! | #REF! | #REF! | 0 | #REF! | #REF! | #REF! |  |  | #REF! | #REF! |  | 20 | #REF! |  | #REF! | #REF! | #REF! | #REF! | #REF! | #REF! | #REF! | #REF! | #REF! | #REF! | #REF! | #REF! | #REF! | #REF! | #REF! | #REF! | #REF! | #REF! | #REF! | #REF! | #REF! | #REF! | #REF! | #REF! | #REF! | #REF! | #REF! | #REF! | #REF! | #REF! | #REF! | #REF! | #REF! | #REF! | #REF! | #REF! | #REF! | #REF! | #REF! | #REF! |  |  |  | #REF! | #REF! | #REF! | #REF! | #REF! | #REF! | #REF! |  | #REF! |  | #REF! | #REF! | #REF! | #REF! | #REF! | #REF! | #REF! | #REF! | #REF! | #REF! | #REF! | #REF! |  |  | #REF! |  |  |  | #REF! | 0 | 0 |  |  |  |  | #REF! | #REF! | #REF! | #REF! | #REF! | #REF! | #REF! |  | #REF! |  | #REF! | #REF! | #REF! | #REF! | #REF! | #REF! | #REF! | #REF! | #REF! | #REF! | #REF! | #REF! | #REF! | #REF! | #REF! | #REF! | #REF! | #REF! | #REF! | #REF! | #REF! | #REF! | #REF! | #REF! | #REF! | #REF! | #REF! | #REF! | #REF! | #REF! | #REF! | #REF! | #REF! | #REF! | #REF! | #REF! | #REF! | #REF! | #REF! | #REF! | #REF! | #REF! | #REF! | #REF! | #REF! | #REF! | #REF! | #REF! | #REF! | #REF! | #REF! | #REF! | #REF! | #REF! | #REF! | #REF! | #REF! | #REF! | #REF! | #REF! | #REF! | [10 empty] | 0 | 0 | 0 | 0 | 0 | 0 | 0 |  |  | 0 | 0 | 0 | 0 | 0 | 0 | 0 | 0 | 0 | 0 | 0 | 0 | 0 | 0 | 0 | 0 | 0 | 0 | 0 | 0 | #REF! | #REF! |  | #REF! |  | #REF! | #REF! | #REF! | #REF! | #REF! | #REF! | #REF! | #REF! | #REF! | #REF! | #REF! | #REF! | #REF! | #REF! | #REF! | #REF! | #REF! | #REF! | [10 empty] | Menor o igual que 1,2 | 1
#REF! | #REF! | #REF! | #REF! | #REF! | #REF! | #REF! | #REF! | #REF! | #REF! | #REF! | #REF! | #REF! | #REF! | #REF! | #REF! | #REF! | #REF! | #REF! | #REF! | #REF! | 3 | #REF! | #REF! | #REF! | #REF! | #REF! | #REF! | #REF! | #REF! | #REF! | #REF! | #REF! | #REF! | #REF! | #REF! | #REF! | #REF! | #REF! | #REF! | 50 | #REF! | #REF! | #REF! | #REF! | #REF! | #REF! | #REF! | #REF! | #REF! | #REF! | 0 | #REF! | #REF! | #REF! |  |  | #REF! | #REF! |  | 20 | #REF! |  | #REF! | #REF! | #REF! | #REF! | #REF! | #REF! | #REF! | #REF! | #REF! | #REF! | #REF! | #REF! | #REF! | #REF! | #REF! | #REF! | #REF! | #REF! | #REF! | #REF! | #REF! | #REF! | #REF! | #REF! | #REF! | #REF! | #REF! | #REF! | #REF! | #REF! | #REF! | #REF! | #REF! | #REF! | #REF! | #REF! | #REF! | #REF! | #REF! | #REF! |  |  |  | #REF! | #REF! | #REF! | #REF! | #REF! | #REF! | #REF! |  | #REF! |  | #REF! | #REF! | #REF! | #REF! | #REF! | #REF! | #REF! | #REF! | #REF! | #REF! | #REF! | #REF! |  |  | #REF! |  |  |  | #REF! | 0 | 0 |  |  |  |  | #REF! | #REF! | #REF! | #REF! | #REF! | #REF! | #REF! |  | #REF! |  | #REF! | #REF! | #REF! | #REF! | #REF! | #REF! | #REF! | #REF! | #REF! | #REF! | #REF! | #REF! | #REF! | #REF! | #REF! | #REF! | #REF! | #REF! | #REF! | #REF! | #REF! | #REF! | #REF! | #REF! | #REF! | #REF! | #REF! | #REF! | #REF! | #REF! | #REF! | #REF! | #REF! | #REF! | #REF! | #REF! | #REF! | #REF! | #REF! | #REF! | #REF! | #REF! | #REF! | #REF! | #REF! | #REF! | #REF! | #REF! | #REF! | #REF! | #REF! | #REF! | #REF! | #REF! | #REF! | #REF! | #REF! | #REF! | #REF! | #REF! | #REF! | [10 empty] | 0 | 0 | 0 | 0 | 0 | 0 | 0 |  |  | 0 | 0 | 0 | 0 | 0 | 0 | 0 | 0 | 0 | 0 | 0 | 0 | 0 | 0 | 0 | 0 | 0 | 0 | 0 | 0 | #REF! | #REF! |  | #REF! |  | #REF! | #REF! | #REF! | #REF! | #REF! | #REF! | #REF! | #REF! | #REF! | #REF! | #REF! | #REF! | #REF! | #REF! | #REF! | #REF! | #REF! | #REF! | [10 empty] | Menor o igual que 1,2 | 1
#REF! | #REF! | #REF! | #REF! | #REF! | #REF! | #REF! | #REF! | #REF! | #REF! | #REF! | #REF! | #REF! | #REF! | #REF! | #REF! | #REF! | #REF! | #REF! | #REF! |  | 3 | #REF! | #REF! | #REF! | #REF! | #REF! | #REF! | #REF! | #REF! | #REF! | #REF! | #REF! | #REF! | #REF! | #REF! | #REF! | #REF! | #REF! | #REF! | 50 | #REF! | #REF! | #REF! | #REF! | #REF! | #REF! | #REF! | #REF! | #REF! | #REF! | 1 | #REF! | #REF! | #REF! |  |  | #REF! | #REF! |  | 20 | #REF! |  | #REF! | #REF! | #REF! | #REF! | #REF! | #REF! | #REF! | #REF! | #REF! | #REF! | #REF! | #REF! | #REF! | #REF! | #REF! | #REF! | #REF! | #REF! | #REF! | #REF! | #REF! | #REF! | #REF! | #REF! | #REF! | #REF! | #REF! | #REF! | #REF! | #REF! | #REF! | #REF! | #REF! | #REF! | #REF! | #REF! | #REF! | #REF! | #REF! | #REF! |  |  |  | #REF! | #REF! | #REF! | #REF! | #REF! | #REF! | #REF! |  | #REF! |  | #REF! | #REF! | #REF! | #REF! | #REF! | #REF! | #REF! | #REF! | #REF! | #REF! | #REF! | #REF! |  |  | #REF! |  |  |  | #REF! | 0 | 0 |  |  |  |  | #REF! | #REF! | #REF! | #REF! | #REF! | #REF! | #REF! |  | #REF! |  | #REF! | #REF! | #REF! | #REF! | #REF! | #REF! | #REF! | #REF! | #REF! | #REF! | #REF! | #REF! | #REF! | #REF! | #REF! | #REF! | #REF! | #REF! | #REF! | [26 empty] | #REF! | #REF! | #REF! | #REF! | #REF! | #REF! | #REF! | #REF! | #REF! | #REF! | #REF! | #REF! | #REF! | #REF! | #REF! | #REF! | [10 empty] | 0 | 0 | 0 | 0 | 0 | 0 | 0 |  |  | 0 | 0 | 0 | 0 | 0 | 0 | 0 | [31 empty] | #REF! | 0 | 0 | #REF! | [11 empty] | Menor o igual que 1,2 | 1
#REF! | #REF! | #REF! | #REF! | #REF! | #REF! | #REF! | #REF! | #REF! | #REF! | #REF! | #REF! | #REF! | #REF! | #REF! | #REF! | #REF! | #REF! | #REF! | #REF! | #REF! | 3 | #REF! | #REF! | #REF! | #REF! | #REF! | #REF! | #REF! | #REF! | #REF! | #REF! | #REF! | #REF! | #REF! | #REF! | #REF! | #REF! | #REF! | #REF! | 50 | #REF! | #REF! | #REF! | #REF! | #REF! | #REF! | #REF! | #REF! | #REF! | #REF! | 0 | #REF! | #REF! | #REF! |  |  | #REF! | #REF! |  | 20 | #REF! |  | #REF! | #REF! | #REF! | #REF! | #REF! | #REF! | #REF! | #REF! | #REF! | #REF! | #REF! | #REF! | #REF! | #REF! | #REF! | #REF! | #REF! | #REF! | #REF! | #REF! | #REF! | #REF! | #REF! | #REF! | #REF! | #REF! | #REF! | #REF! | #REF! | #REF! | #REF! | #REF! | #REF! | #REF! | #REF! | #REF! | #REF! | #REF! | #REF! | #REF! |  |  |  | #REF! | #REF! | #REF! | #REF! | #REF! | #REF! | #REF! |  | #REF! |  | #REF! | #REF! | #REF! | #REF! | #REF! | #REF! | #REF! | #REF! | #REF! | #REF! | #REF! | #REF! |  |  | #REF! |  |  |  | #REF! | 0 | 0 |  |  |  |  | #REF! | #REF! | #REF! | #REF! | #REF! | #REF! | #REF! |  | #REF! |  | #REF! | #REF! | #REF! | #REF! | #REF! | #REF! | #REF! | #REF! | #REF! | #REF! | #REF! | #REF! | #REF! | #REF! | #REF! | #REF! | #REF! | #REF! | #REF! | #REF! | #REF! | #REF! | #REF! | #REF! | #REF! | #REF! | #REF! | #REF! | #REF! | #REF! | #REF! | #REF! | #REF! | #REF! | #REF! | #REF! | #REF! | #REF! | #REF! | #REF! | #REF! | #REF! | #REF! | #REF! | #REF! | #REF! | #REF! | #REF! | #REF! | #REF! | #REF! | #REF! | #REF! | #REF! | #REF! | #REF! | #REF! | #REF! | #REF! | #REF! | #REF! | [10 empty] | 0 | 0 | 0 | 0 | 0 | 0 | 0 |  |  | 0 | 0 | 0 | 0 | 0 | 0 | 0 | 0 | 0 | 0 | 0 | 0 | 0 | 0 | 0 | 0 | 0 | 0 | 0 | 0 | #REF! | #REF! |  | #REF! |  | #REF! | #REF! | #REF! | #REF! | #REF! | #REF! | #REF! | #REF! | #REF! | #REF! | #REF! | #REF! | #REF! | #REF! | #REF! | #REF! | #REF! | #REF! | [10 empty] | Menor o igual que 1,2 | 1
#REF! | #REF! | #REF! | #REF! | #REF! | #REF! | #REF! | #REF! | #REF! | #REF! | #REF! | #REF! | #REF! | #REF! | #REF! | #REF! | #REF! | #REF! | #REF! | #REF! | #REF! | 3 | #REF! | #REF! | #REF! | #REF! | #REF! | #REF! | #REF! | #REF! | #REF! | #REF! | #REF! | #REF! | #REF! | #REF! | #REF! | #REF! | #REF! | #REF! | 50 | #REF! | #REF! | #REF! | #REF! | #REF! | #REF! | #REF! | #REF! | #REF! | #REF! | #REF! | #REF! | #REF! | #REF! |  |  | #REF! | #REF! |  | 20 | #REF! |  | #REF! | #REF! | #REF! | #REF! | #REF! | #REF! | #REF! | #REF! | #REF! | #REF! | #REF! | #REF! | #REF! | #REF! | #REF! | #REF! | #REF! | #REF! | #REF! | #REF! | #REF! | #REF! | #REF! | #REF! | #REF! | #REF! | #REF! | #REF! | #REF! | #REF! | #REF! | #REF! | #REF! | #REF! | #REF! | #REF! | #REF! | #REF! | #REF! | #REF! |  |  |  | #REF! | #REF! | #REF! | #REF! | #REF! | #REF! | #REF! |  | #REF! |  | #REF! | #REF! | #REF! | #REF! | #REF! | #REF! | #REF! | #REF! | #REF! | #REF! | #REF! | #REF! |  |  | #REF! |  |  |  | #REF! | 0 | 0 |  |  |  |  | #REF! | #REF! | #REF! | #REF! | #REF! | #REF! | #REF! |  | #REF! |  | #REF! | #REF! | #REF! | #REF! | #REF! | #REF! | #REF! | #REF! | #REF! | #REF! | #REF! | #REF! | #REF! | #REF! | #REF! | #REF! | #REF! | #REF! | #REF! | #REF! | #REF! | #REF! | #REF! | #REF! | #REF! | #REF! | #REF! | #REF! | #REF! | #REF! | #REF! | #REF! | #REF! | #REF! | #REF! | #REF! | #REF! | #REF! | #REF! | #REF! | #REF! | #REF! | #REF! | #REF! | #REF! | #REF! | #REF! | #REF! | #REF! | #REF! | #REF! | #REF! | #REF! | #REF! | #REF! | #REF! | #REF! | #REF! | #REF! | #REF! | #REF! | [10 empty] | 0 | 0 | 0 | 0 | 0 | 0 | 0 |  |  | 0 | 0 | 0 | 0 | 0 | 0 | 0 | 0 | 0 | 0 | 0 | 0 | 0 | 0 | 0 | 0 | 0 | 0 | 0 | 0 | #REF! | #REF! |  | #REF! |  | #REF! | #REF! | #REF! | #REF! | #REF! | #REF! | #REF! | #REF! | #REF! | #REF! | #REF! | #REF! | #REF! | #REF! | #REF! | #REF! | #REF! | #REF! | [10 empty] | Menor o igual que 1,2 | 1
#REF! | #REF! | #REF! | #REF! | #REF! | #REF! | #REF! | #REF! | #REF! | #REF! | #REF! | #REF! | #REF! | #REF! | #REF! | #REF! | #REF! | #REF! | #REF! | #REF! | #REF! | 3 | #REF! | #REF! | #REF! | #REF! | #REF! | #REF! | #REF! | #REF! | #REF! | #REF! | #REF! | #REF! | #REF! | #REF! | #REF! | #REF! | #REF! | #REF! | 50 | #REF! | #REF! | #REF! | #REF! | #REF! | #REF! | #REF! | #REF! | #REF! | #REF! | #REF! | #REF! | #REF! | #REF! |  |  | #REF! | #REF! |  | 20 | #REF! |  | #REF! | #REF! | #REF! | #REF! | #REF! | #REF! | #REF! | #REF! | #REF! | #REF! | #REF! | #REF! | #REF! | #REF! | #REF! | #REF! | #REF! | #REF! | #REF! | #REF! | #REF! | #REF! | #REF! | #REF! | #REF! | #REF! | #REF! | #REF! | #REF! | #REF! | #REF! | #REF! | #REF! | #REF! | #REF! | #REF! | #REF! | #REF! | #REF! | #REF! |  |  |  | #REF! | #REF! | #REF! | #REF! | #REF! | #REF! | #REF! |  | #REF! |  | #REF! | #REF! | #REF! | #REF! | #REF! | #REF! | #REF! | #REF! | #REF! | #REF! | #REF! | #REF! |  |  | #REF! |  |  |  | #REF! | 0 | 0 |  |  |  |  | #REF! | #REF! | #REF! | #REF! | #REF! | #REF! | #REF! |  | #REF! |  | #REF! | #REF! | #REF! | #REF! | #REF! | #REF! | #REF! | #REF! | #REF! | #REF! | #REF! | #REF! | #REF! | #REF! | #REF! | #REF! | #REF! | #REF! | #REF! | #REF! | #REF! | #REF! | #REF! | #REF! | #REF! | #REF! | #REF! | #REF! | #REF! | #REF! | #REF! | #REF! | #REF! | #REF! | #REF! | #REF! | #REF! | #REF! | #REF! | #REF! | #REF! | #REF! | #REF! | #REF! | #REF! | #REF! | #REF! | #REF! | #REF! | #REF! | #REF! | #REF! | #REF! | #REF! | #REF! | #REF! | #REF! | #REF! | #REF! | #REF! | #REF! | [10 empty] | 0 | 0 | 0 | 0 | 0 | 0 | 0 |  |  | 0 | 0 | 0 | 0 | 0 | 0 | 0 | 0 | 0 | 0 | 0 | 0 | 0 | 0 | 0 | 0 | 0 | 0 | 0 | 0 | #REF! | #REF! |  | #REF! |  | #REF! | #REF! | #REF! | #REF! | #REF! | #REF! | #REF! | #REF! | #REF! | #REF! | #REF! | #REF! | #REF! | #REF! | #REF! | #REF! | #REF! | #REF! | [10 empty] | Menor o igual que 1,2 | 1
#REF! | #REF! | #REF! | #REF! | #REF! | #REF! | #REF! | #REF! | #REF! | #REF! | #REF! | #REF! | #REF! | #REF! | #REF! | #REF! | #REF! | #REF! | #REF! | #REF! | #REF! | 3 | #REF! | #REF! | #REF! | #REF! | #REF! | #REF! | #REF! | #REF! | #REF! | #REF! | #REF! | #REF! | #REF! | #REF! | #REF! | #REF! | #REF! | #REF! | 50 | #REF! | #REF! | #REF! | #REF! | #REF! | #REF! | #REF! | #REF! | #REF! | #REF! | 0 | #REF! | #REF! | #REF! |  |  | #REF! | #REF! |  | 20 | #REF! |  | #REF! | #REF! | #REF! | #REF! | #REF! | #REF! | #REF! | #REF! | #REF! | #REF! | #REF! | #REF! | #REF! | #REF! | #REF! | #REF! | #REF! | #REF! | #REF! | #REF! | #REF! | #REF! | #REF! | #REF! | #REF! | #REF! | #REF! | #REF! | #REF! | #REF! | #REF! | #REF! | #REF! | #REF! | #REF! | #REF! | #REF! | #REF! | #REF! | #REF! |  |  |  | #REF! | #REF! | #REF! | #REF! | #REF! | #REF! | #REF! |  | #REF! |  | #REF! | #REF! | #REF! | #REF! | #REF! | #REF! | #REF! | #REF! | #REF! | #REF! | #REF! | #REF! |  |  | #REF! |  |  |  | #REF! | 0 | 0 |  |  |  |  | #REF! | #REF! | #REF! | #REF! | #REF! | #REF! | #REF! |  | #REF! |  | #REF! | #REF! | #REF! | #REF! | #REF! | #REF! | #REF! | #REF! | #REF! | #REF! | #REF! | #REF! | #REF! | #REF! | #REF! | #REF! | #REF! | #REF! | #REF! | #REF! | #REF! | #REF! | #REF! | #REF! | #REF! | #REF! | #REF! | #REF! | #REF! | #REF! | #REF! | #REF! | #REF! | #REF! | #REF! | #REF! | #REF! | #REF! | #REF! | #REF! | #REF! | #REF! | #REF! | #REF! | #REF! | #REF! | #REF! | #REF! | #REF! | #REF! | #REF! | #REF! | #REF! | #REF! | #REF! | #REF! | #REF! | #REF! | #REF! | #REF! | #REF! | [10 empty] | 0 | 0 | 0 | 0 | 0 | 0 | 0 |  |  | 0 | 0 | 0 | 0 | 0 | 0 | 0 | 0 | 0 | 0 | 0 | 0 | 0 | 0 | 0 | 0 | 0 | 0 | 0 | 0 | #REF! | #REF! |  | #REF! |  | #REF! | #REF! | #REF! | #REF! | #REF! | #REF! | #REF! | #REF! | #REF! | #REF! | #REF! | #REF! | #REF! | #REF! | #REF! | #REF! | #REF! | #REF! | [10 empty] | Menor o igual que 1,2 | 1
#REF! | #REF! | #REF! | #REF! | #REF! | #REF! | #REF! | #REF! | #REF! | #REF! | #REF! | #REF! | #REF! | #REF! | #REF! | #REF! | #REF! | #REF! | #REF! | #REF! | #REF! | 3 | #REF! | #REF! | #REF! | #REF! | #REF! | #REF! | #REF! | #REF! | #REF! | #REF! | #REF! | #REF! | #REF! | #REF! | #REF! | #REF! | #REF! | #REF! | 50 | #REF! | #REF! | #REF! | #REF! | #REF! | #REF! | #REF! | #REF! | #REF! | #REF! | #REF! | #REF! | #REF! | #REF! |  |  | #REF! | #REF! |  | 20 | #REF! |  | #REF! | #REF! | #REF! | #REF! | #REF! | #REF! | #REF! | #REF! | #REF! | #REF! | #REF! | #REF! | #REF! | #REF! | #REF! | #REF! | #REF! | #REF! | #REF! | #REF! | #REF! | #REF! | #REF! | #REF! | #REF! | #REF! | #REF! | #REF! | #REF! | #REF! | #REF! | #REF! | #REF! | #REF! | #REF! | #REF! | #REF! | #REF! | #REF! | #REF! |  |  |  | #REF! | #REF! | #REF! | #REF! | #REF! | #REF! | #REF! |  | #REF! |  | #REF! | #REF! | #REF! | #REF! | #REF! | #REF! | #REF! | #REF! | #REF! | #REF! | #REF! | #REF! |  |  | #REF! |  |  |  | #REF! | 0 | 0 |  |  |  |  | #REF! | #REF! | #REF! | #REF! | #REF! | #REF! | #REF! |  | #REF! |  | #REF! | #REF! | #REF! | #REF! | #REF! | #REF! | #REF! | #REF! | #REF! | #REF! | #REF! | #REF! | #REF! | #REF! | #REF! | #REF! | #REF! | #REF! | #REF! | #REF! | #REF! | #REF! | #REF! | #REF! | #REF! | #REF! | #REF! | #REF! | #REF! | #REF! | #REF! | #REF! | #REF! | #REF! | #REF! | #REF! | #REF! | #REF! | #REF! | #REF! | #REF! | #REF! | #REF! | #REF! | #REF! | #REF! | #REF! | #REF! | #REF! | #REF! | #REF! | #REF! | #REF! | #REF! | #REF! | #REF! | #REF! | #REF! | #REF! | #REF! | #REF! | [10 empty] | 0 | 0 | 0 | 0 | 0 | 0 | 0 |  |  | 0 | 0 | 0 | 0 | 0 | 0 | 0 | 0 | 0 | 0 | 0 | 0 | 0 | 0 | 0 | 0 | 0 | 0 | 0 | 0 | #REF! | #REF! |  | #REF! |  | #REF! | #REF! | #REF! | #REF! | #REF! | #REF! | #REF! | #REF! | #REF! | #REF! | #REF! | #REF! | #REF! | #REF! | #REF! | #REF! | #REF! | #REF! | [10 empty] | Menor o igual que 1,2 | 1
#REF! | #REF! | #REF! | #REF! | #REF! | #REF! | #REF! | #REF! | #REF! | #REF! | #REF! | #REF! | #REF! | #REF! | #REF! | #REF! | #REF! | #REF! | #REF! | #REF! | #REF! | 3 | #REF! | #REF! | #REF! | #REF! | #REF! | #REF! | #REF! | #REF! | #REF! | #REF! | #REF! | #REF! | #REF! | #REF! | #REF! | #REF! | #REF! | #REF! | 50 | #REF! | #REF! | #REF! | #REF! | #REF! | #REF! | #REF! | #REF! | #REF! | #REF! | 0 | #REF! | #REF! | #REF! |  |  | #REF! | #REF! |  | 20 | #REF! |  | #REF! | #REF! | #REF! | #REF! | #REF! | #REF! | #REF! | #REF! | #REF! | #REF! | #REF! | #REF! | #REF! | #REF! | #REF! | #REF! | #REF! | #REF! | #REF! | #REF! | #REF! | #REF! | #REF! | #REF! | #REF! | #REF! | #REF! | #REF! | #REF! | #REF! | #REF! | #REF! | #REF! | #REF! | #REF! | #REF! | #REF! | #REF! | #REF! | #REF! |  |  |  | #REF! | #REF! | #REF! | #REF! | #REF! | #REF! | #REF! |  | #REF! |  | #REF! | #REF! | #REF! | #REF! | #REF! | #REF! | #REF! | #REF! | #REF! | #REF! | #REF! | #REF! |  |  | #REF! |  |  |  | #REF! | 0 | 0 |  |  |  |  | #REF! | #REF! | #REF! | #REF! | #REF! | #REF! | #REF! |  | #REF! |  | #REF! | #REF! | #REF! | #REF! | #REF! | #REF! | #REF! | #REF! | #REF! | #REF! | #REF! | #REF! | #REF! | #REF! | #REF! | #REF! | #REF! | #REF! | #REF! | #REF! | #REF! | #REF! | #REF! | #REF! | #REF! | #REF! | #REF! | #REF! | #REF! | #REF! | #REF! | #REF! | #REF! | #REF! | #REF! | #REF! | #REF! | #REF! | #REF! | #REF! | #REF! | #REF! | #REF! | #REF! | #REF! | #REF! | #REF! | #REF! | #REF! | #REF! | #REF! | #REF! | #REF! | #REF! | #REF! | #REF! | #REF! | #REF! | #REF! | #REF! | #REF! | [10 empty] | 0 | 0 | 0 | 0 | 0 | 0 | 0 |  |  | 0 | 0 | 0 | 0 | 0 | 0 | 0 | 0 | 0 | 0 | 0 | 0 | 0 | 0 | 0 | 0 | 0 | 0 | 0 | 0 | #REF! | #REF! |  | #REF! |  | #REF! | #REF! | #REF! | #REF! | #REF! | #REF! | #REF! | #REF! | #REF! | #REF! | #REF! | #REF! | #REF! | #REF! | #REF! | #REF! | #REF! | #REF! | [10 empty] | Menor o igual que 1,2 | 1
#REF! | #REF! | #REF! | #REF! | #REF! | #REF! | #REF! | #REF! | #REF! | #REF! | #REF! | #REF! | #REF! | #REF! | #REF! | #REF! | #REF! | #REF! | #REF! | #REF! | #REF! | 3 | #REF! | #REF! | #REF! | #REF! | #REF! | #REF! | #REF! | #REF! | #REF! | #REF! | #REF! | #REF! | #REF! | #REF! | #REF! | #REF! | #REF! | #REF! | 50 | #REF! | #REF! | #REF! | #REF! | #REF! | #REF! | #REF! | #REF! | #REF! | #REF! | 0 | #REF! | #REF! | #REF! |  |  | #REF! | #REF! |  | 20 | #REF! |  | #REF! | #REF! | #REF! | #REF! | #REF! | #REF! | #REF! | #REF! | #REF! | #REF! | #REF! | #REF! | #REF! | #REF! | #REF! | #REF! | #REF! | #REF! | #REF! | #REF! | #REF! | #REF! | #REF! | #REF! | #REF! | #REF! | #REF! | #REF! | #REF! | #REF! | #REF! | #REF! | #REF! | #REF! | #REF! | #REF! | #REF! | #REF! | #REF! | #REF! |  |  |  | #REF! | #REF! | #REF! | #REF! | #REF! | #REF! | #REF! |  | #REF! |  | #REF! | #REF! | #REF! | #REF! | #REF! | #REF! | #REF! | #REF! | #REF! | #REF! | #REF! | #REF! |  |  | #REF! |  |  |  | #REF! | 0 | 0 |  |  |  |  | #REF! | #REF! | #REF! | #REF! | #REF! | #REF! | #REF! |  | #REF! |  | #REF! | #REF! | #REF! | #REF! | #REF! | #REF! | #REF! | #REF! | #REF! | #REF! | #REF! | #REF! | #REF! | #REF! | #REF! | #REF! | #REF! | #REF! | #REF! | #REF! | #REF! | #REF! | #REF! | #REF! | #REF! | #REF! | #REF! | #REF! | #REF! | #REF! | #REF! | #REF! | #REF! | #REF! | #REF! | #REF! | #REF! | #REF! | #REF! | #REF! | #REF! | #REF! | #REF! | #REF! | #REF! | #REF! | #REF! | #REF! | #REF! | #REF! | #REF! | #REF! | #REF! | #REF! | #REF! | #REF! | #REF! | #REF! | #REF! | #REF! | #REF! | [10 empty] | 0 | 0 | 0 | 0 | 0 | 0 | 0 |  |  | 0 | 0 | 0 | 0 | 0 | 0 | 0 | 0 | 0 | 0 | 0 | 0 | 0 | 0 | 0 | 0 | 0 | 0 | 0 | 0 | #REF! | #REF! |  | #REF! |  | #REF! | #REF! | #REF! | #REF! | #REF! | #REF! | #REF! | #REF! | #REF! | #REF! | #REF! | #REF! | #REF! | #REF! | #REF! | #REF! | #REF! | #REF! | [10 empty] | Menor o igual que 1,2 | 1
#REF! | #REF! | #REF! | #REF! | #REF! | #REF! | #REF! | #REF! | #REF! | #REF! | #REF! | #REF! | #REF! | #REF! | #REF! | #REF! | #REF! | #REF! | #REF! | #REF! | #REF! | 3 | #REF! | #REF! | #REF! | #REF! | #REF! | #REF! | #REF! | #REF! | #REF! | #REF! | #REF! | #REF! | #REF! | #REF! | #REF! | #REF! | #REF! | #REF! | 50 | #REF! | #REF! | #REF! | #REF! | #REF! | #REF! | #REF! | #REF! | #REF! | #REF! | 0 | #REF! | #REF! | #REF! |  |  | #REF! | #REF! |  | 20 | #REF! |  | #REF! | #REF! | #REF! | #REF! | #REF! | #REF! | #REF! | #REF! | #REF! | #REF! | #REF! | #REF! | #REF! | #REF! | #REF! | #REF! | #REF! | #REF! | #REF! | #REF! | #REF! | #REF! | #REF! | #REF! | #REF! | #REF! | #REF! | #REF! | #REF! | #REF! | #REF! | #REF! | #REF! | #REF! | #REF! | #REF! | #REF! | #REF! | #REF! | #REF! |  |  |  | #REF! | #REF! | #REF! | #REF! | #REF! | #REF! | #REF! |  | #REF! |  | #REF! | #REF! | #REF! | #REF! | #REF! | #REF! | #REF! | #REF! | #REF! | #REF! | #REF! | #REF! |  |  | #REF! |  |  |  | #REF! | 0 | 0 |  |  |  |  | #REF! | #REF! | #REF! | #REF! | #REF! | #REF! | #REF! |  | #REF! |  | #REF! | #REF! | #REF! | #REF! | #REF! | #REF! | #REF! | #REF! | #REF! | #REF! | #REF! | #REF! | #REF! | #REF! | #REF! | #REF! | #REF! | #REF! | #REF! | #REF! | #REF! | #REF! | #REF! | #REF! | #REF! | #REF! | #REF! | #REF! | #REF! | #REF! | #REF! | #REF! | #REF! | #REF! | #REF! | #REF! | #REF! | #REF! | #REF! | #REF! | #REF! | #REF! | #REF! | #REF! | #REF! | #REF! | #REF! | #REF! | #REF! | #REF! | #REF! | #REF! | #REF! | #REF! | #REF! | #REF! | #REF! | #REF! | #REF! | #REF! | #REF! | [10 empty] | 0 | 0 | 0 | 0 | 0 | 0 | 0 |  |  | 0 | 0 | 0 | 0 | 0 | 0 | 0 | 0 | 0 | 0 | 0 | 0 | 0 | 0 | 0 | 0 | 0 | 0 | 0 | 0 | #REF! | #REF! |  | #REF! |  | #REF! | #REF! | #REF! | #REF! | #REF! | #REF! | #REF! | #REF! | #REF! | #REF! | #REF! | #REF! | #REF! | #REF! | #REF! | #REF! | #REF! | #REF! | [10 empty] | Menor o igual que 1,2 | 1
#REF! | #REF! | #REF! | #REF! | #REF! | #REF! | #REF! | #REF! | #REF! | #REF! | #REF! | #REF! | #REF! | #REF! | #REF! | #REF! | #REF! | #REF! | #REF! | #REF! | #REF! | 3 | #REF! | #REF! | #REF! | #REF! | #REF! | #REF! | #REF! | #REF! | #REF! | #REF! | #REF! | #REF! | #REF! | #REF! | #REF! | #REF! | #REF! | #REF! | 50 | #REF! | #REF! | #REF! | #REF! | #REF! | #REF! | #REF! | #REF! | #REF! | #REF! | 0 | #REF! | #REF! | #REF! |  |  | #REF! | #REF! |  | 20 | #REF! |  | #REF! | #REF! | #REF! | #REF! | #REF! | #REF! | #REF! | #REF! | #REF! | #REF! | #REF! | #REF! | #REF! | #REF! | #REF! | #REF! | #REF! | #REF! | #REF! | #REF! | #REF! | #REF! | #REF! | #REF! | #REF! | #REF! | #REF! | #REF! | #REF! | #REF! | #REF! | #REF! | #REF! | #REF! | #REF! | #REF! | #REF! | #REF! | #REF! | #REF! |  |  |  | #REF! | #REF! | #REF! | #REF! | #REF! | #REF! | #REF! |  | #REF! |  | #REF! | #REF! | #REF! | #REF! | #REF! | #REF! | #REF! | #REF! | #REF! | #REF! | #REF! | #REF! |  |  | #REF! |  |  |  | #REF! | 0 | 0 |  |  |  |  | #REF! | #REF! | #REF! | #REF! | #REF! | #REF! | #REF! |  | #REF! |  | #REF! | #REF! | #REF! | #REF! | #REF! | #REF! | #REF! | #REF! | #REF! | #REF! | #REF! | #REF! | #REF! | #REF! | #REF! | #REF! | #REF! | #REF! | #REF! | #REF! | #REF! | #REF! | #REF! | #REF! | #REF! | #REF! | #REF! | #REF! | #REF! | #REF! | #REF! | #REF! | #REF! | #REF! | #REF! | #REF! | #REF! | #REF! | #REF! | #REF! | #REF! | #REF! | #REF! | #REF! | #REF! | #REF! | #REF! | #REF! | #REF! | #REF! | #REF! | #REF! | #REF! | #REF! | #REF! | #REF! | #REF! | #REF! | #REF! | #REF! | #REF! | [10 empty] | 0 | 0 | 0 | 0 | 0 | 0 | 0 |  |  | 0 | 0 | 0 | 0 | 0 | 0 | 0 | 0 | 0 | 0 | 0 | 0 | 0 | 0 | 0 | 0 | 0 | 0 | 0 | 0 | #REF! | #REF! |  | #REF! |  | #REF! | #REF! | #REF! | #REF! | #REF! | #REF! | #REF! | #REF! | #REF! | #REF! | #REF! | #REF! | #REF! | #REF! | #REF! | #REF! | #REF! | #REF! | [10 empty] | Menor o igual que 1,2 | 1
#REF! | #REF! | #REF! | #REF! | #REF! | #REF! | #REF! | #REF! | #REF! | #REF! | #REF! | #REF! | #REF! | #REF! | #REF! | #REF! | #REF! | #REF! | #REF! | #REF! | #REF! | 3 | #REF! | #REF! | #REF! | #REF! | #REF! | #REF! | #REF! | #REF! | #REF! | #REF! | #REF! | #REF! | #REF! | #REF! | #REF! | #REF! | #REF! | #REF! | 50 | #REF! | #REF! | #REF! | #REF! | #REF! | #REF! | #REF! | #REF! | #REF! | #REF! | 0 | #REF! | #REF! | #REF! |  |  | #REF! | #REF! |  | 20 | #REF! |  | #REF! | #REF! | #REF! | #REF! | #REF! | #REF! | #REF! | #REF! | #REF! | #REF! | #REF! | #REF! | #REF! | #REF! | #REF! | #REF! | #REF! | #REF! | #REF! | #REF! | #REF! | #REF! | #REF! | #REF! | #REF! | #REF! | #REF! | #REF! | #REF! | #REF! | #REF! | #REF! | #REF! | #REF! | #REF! | #REF! | #REF! | #REF! | #REF! | #REF! |  |  |  | #REF! | #REF! | #REF! | #REF! | #REF! | #REF! | #REF! |  | #REF! |  | #REF! | #REF! | #REF! | #REF! | #REF! | #REF! | #REF! | #REF! | #REF! | #REF! | #REF! | #REF! |  |  | #REF! |  |  |  | #REF! | 0 | 0 |  |  |  |  | #REF! | #REF! | #REF! | #REF! | #REF! | #REF! | #REF! |  | #REF! |  | #REF! | #REF! | #REF! | #REF! | #REF! | #REF! | #REF! | #REF! | #REF! | #REF! | #REF! | #REF! | #REF! | #REF! | #REF! | #REF! | #REF! | #REF! | #REF! | #REF! | #REF! | #REF! | #REF! | #REF! | #REF! | #REF! | #REF! | #REF! | #REF! | #REF! | #REF! | #REF! | #REF! | #REF! | #REF! | #REF! | #REF! | #REF! | #REF! | #REF! | #REF! | #REF! | #REF! | #REF! | #REF! | #REF! | #REF! | #REF! | #REF! | #REF! | #REF! | #REF! | #REF! | #REF! | #REF! | #REF! | #REF! | #REF! | #REF! | #REF! | #REF! | [10 empty] | 0 | 0 | 0 | 0 | 0 | 0 | 0 |  |  | 0 | 0 | 0 | 0 | 0 | 0 | 0 | 0 | 0 | 0 | 0 | 0 | 0 | 0 | 0 | 0 | 0 | 0 | 0 | 0 | #REF! | #REF! |  | #REF! |  | #REF! | #REF! | #REF! | #REF! | #REF! | #REF! | #REF! | #REF! | #REF! | #REF! | #REF! | #REF! | #REF! | #REF! | #REF! | #REF! | #REF! | #REF! | [10 empty] | Menor o igual que 1,2 | 1
#REF! | #REF! | #REF! | #REF! | #REF! | #REF! | #REF! | #REF! | #REF! | #REF! | #REF! | #REF! | #REF! | #REF! | #REF! | #REF! | #REF! | #REF! | #REF! | #REF! | #REF! | 3 | #REF! | #REF! | #REF! | #REF! | #REF! | #REF! | #REF! | #REF! | #REF! | #REF! | #REF! | #REF! | #REF! | #REF! | #REF! | #REF! | #REF! | #REF! | 50 | #REF! | #REF! | #REF! | #REF! | #REF! | #REF! | #REF! | #REF! | #REF! | #REF! | 0 | #REF! | #REF! | #REF! |  |  | #REF! | #REF! |  | 20 | #REF! |  | #REF! | #REF! | #REF! | #REF! | #REF! | #REF! | #REF! | #REF! | #REF! | #REF! | #REF! | #REF! | #REF! | #REF! | #REF! | #REF! | #REF! | #REF! | #REF! | #REF! | #REF! | #REF! | #REF! | #REF! | #REF! | #REF! | #REF! | #REF! | #REF! | #REF! | #REF! | #REF! | #REF! | #REF! | #REF! | #REF! | #REF! | #REF! | #REF! | #REF! |  |  |  | #REF! | #REF! | #REF! | #REF! | #REF! | #REF! | #REF! |  | #REF! |  | #REF! | #REF! | #REF! | #REF! | #REF! | #REF! | #REF! | #REF! | #REF! | #REF! | #REF! | #REF! |  |  | #REF! |  |  |  | #REF! | 0 | 0 |  |  |  |  | #REF! | #REF! | #REF! | #REF! | #REF! | #REF! | #REF! |  | #REF! |  | #REF! | #REF! | #REF! | #REF! | #REF! | #REF! | #REF! | #REF! | #REF! | #REF! | #REF! | #REF! | #REF! | #REF! | #REF! | #REF! | #REF! | #REF! | #REF! | #REF! | #REF! | #REF! | #REF! | #REF! | #REF! | #REF! | #REF! | #REF! | #REF! | #REF! | #REF! | #REF! | #REF! | #REF! | #REF! | #REF! | #REF! | #REF! | #REF! | #REF! | #REF! | #REF! | #REF! | #REF! | #REF! | #REF! | #REF! | #REF! | #REF! | #REF! | #REF! | #REF! | #REF! | #REF! | #REF! | #REF! | #REF! | #REF! | #REF! | #REF! | #REF! | [10 empty] | 0 | 0 | 0 | 0 | 0 | 0 | 0 |  |  | 0 | 0 | 0 | 0 | 0 | 0 | 0 | 0 | 0 | 0 | 0 | 0 | 0 | 0 | 0 | 0 | 0 | 0 | 0 | 0 | #REF! | #REF! |  | #REF! |  | #REF! | #REF! | #REF! | #REF! | #REF! | #REF! | #REF! | #REF! | #REF! | #REF! | #REF! | #REF! | #REF! | #REF! | #REF! | #REF! | #REF! | #REF! | [10 empty] | Menor o igual que 1,2 | 1
#REF! | #REF! | #REF! | #REF! | #REF! | #REF! | #REF! | #REF! | #REF! | #REF! | #REF! | #REF! | #REF! | #REF! | #REF! | #REF! | #REF! | #REF! | #REF! | #REF! | #REF! | 3 | #REF! | #REF! | #REF! | #REF! | #REF! | #REF! | #REF! | #REF! | #REF! | #REF! | #REF! | #REF! | #REF! | #REF! | #REF! | #REF! | #REF! | #REF! | 50 | #REF! | #REF! | #REF! | #REF! | #REF! | #REF! | #REF! | #REF! | #REF! | #REF! | 0 | #REF! | #REF! | #REF! |  |  | #REF! | #REF! |  | 20 | #REF! |  | #REF! | #REF! | #REF! | #REF! | #REF! | #REF! | #REF! | #REF! | #REF! | #REF! | #REF! | #REF! | #REF! | #REF! | #REF! | #REF! | #REF! | #REF! | #REF! | #REF! | #REF! | #REF! | #REF! | #REF! | #REF! | #REF! | #REF! | #REF! | #REF! | #REF! | #REF! | #REF! | #REF! | #REF! | #REF! | #REF! | #REF! | #REF! | #REF! | #REF! |  |  |  | #REF! | #REF! | #REF! | #REF! | #REF! | #REF! | #REF! |  | #REF! |  | #REF! | #REF! | #REF! | #REF! | #REF! | #REF! | #REF! | #REF! | #REF! | #REF! | #REF! | #REF! |  |  | #REF! |  |  |  | #REF! | 0 | 0 |  |  |  |  | #REF! | #REF! | #REF! | #REF! | #REF! | #REF! | #REF! |  | #REF! |  | #REF! | #REF! | #REF! | #REF! | #REF! | #REF! | #REF! | #REF! | #REF! | #REF! | #REF! | #REF! | #REF! | #REF! | #REF! | #REF! | #REF! | #REF! | #REF! | #REF! | #REF! | #REF! | #REF! | #REF! | #REF! | #REF! | #REF! | #REF! | #REF! | #REF! | #REF! | #REF! | #REF! | #REF! | #REF! | #REF! | #REF! | #REF! | #REF! | #REF! | #REF! | #REF! | #REF! | #REF! | #REF! | #REF! | #REF! | #REF! | #REF! | #REF! | #REF! | #REF! | #REF! | #REF! | #REF! | #REF! | #REF! | #REF! | #REF! | #REF! | #REF! | [10 empty] | 0 | 0 | 0 | 0 | 0 | 0 | 0 |  |  | 0 | 0 | 0 | 0 | 0 | 0 | 0 | 0 | 0 | 0 | 0 | 0 | 0 | 0 | 0 | 0 | 0 | 0 | 0 | 0 | #REF! | #REF! |  | #REF! |  | #REF! | #REF! | #REF! | #REF! | #REF! | #REF! | #REF! | #REF! | #REF! | #REF! | #REF! | #REF! | #REF! | #REF! | #REF! | #REF! | #REF! | #REF! | [10 empty] | Menor o igual que 1,2 | 1
#REF! | #REF! | #REF! | #REF! | #REF! | #REF! | #REF! | #REF! | #REF! | #REF! | #REF! | #REF! | #REF! | #REF! | #REF! | #REF! | #REF! | #REF! | #REF! | #REF! | #REF! | 3 | #REF! | #REF! | #REF! | #REF! | #REF! | #REF! | #REF! | #REF! | #REF! | #REF! | #REF! | #REF! | #REF! | #REF! | #REF! | #REF! | #REF! | #REF! | 50 | #REF! | #REF! | #REF! | #REF! | #REF! | #REF! | #REF! | #REF! | #REF! | #REF! | #REF! | #REF! | #REF! | #REF! |  |  | #REF! | #REF! |  | 20 | #REF! |  | #REF! | #REF! | #REF! | #REF! | #REF! | #REF! | #REF! | #REF! | #REF! | #REF! | #REF! | #REF! | #REF! | #REF! | #REF! | #REF! | #REF! | #REF! | #REF! | #REF! | #REF! | #REF! | #REF! | #REF! | #REF! | #REF! | #REF! | #REF! | #REF! | #REF! | #REF! | #REF! | #REF! | #REF! | #REF! | #REF! | #REF! | #REF! | #REF! | #REF! |  |  |  | #REF! | #REF! | #REF! | #REF! | #REF! | #REF! | #REF! |  | #REF! |  | #REF! | #REF! | #REF! | #REF! | #REF! | #REF! | #REF! | #REF! | #REF! | #REF! | #REF! | #REF! |  |  | #REF! |  |  |  | #REF! | 0 | 0 |  |  |  |  | #REF! | #REF! | #REF! | #REF! | #REF! | #REF! | #REF! |  | #REF! |  | #REF! | #REF! | #REF! | #REF! | #REF! | #REF! | #REF! | #REF! | #REF! | #REF! | #REF! | #REF! | #REF! | #REF! | #REF! | #REF! | #REF! | #REF! | #REF! | #REF! | #REF! | #REF! | #REF! | #REF! | #REF! | #REF! | #REF! | #REF! | #REF! | #REF! | #REF! | #REF! | #REF! | #REF! | #REF! | #REF! | #REF! | #REF! | #REF! | #REF! | #REF! | #REF! | #REF! | #REF! | #REF! | #REF! | #REF! | #REF! | #REF! | #REF! | #REF! | #REF! | #REF! | #REF! | #REF! | #REF! | #REF! | #REF! | #REF! | #REF! | #REF! | [10 empty] | 0 | 0 | 0 | 0 | 0 | 0 | 0 |  |  | 0 | 0 | 0 | 0 | 0 | 0 | 0 | 0 | 0 | 0 | 0 | 0 | 0 | 0 | 0 | 0 | 0 | 0 | 0 | 0 | #REF! | #REF! |  | #REF! |  | #REF! | #REF! | #REF! | #REF! | #REF! | #REF! | #REF! | #REF! | #REF! | #REF! | #REF! | #REF! | #REF! | #REF! | #REF! | #REF! | #REF! | #REF! | [10 empty] | Menor o igual que 1,2 | 1
#REF! | #REF! | #REF! | #REF! | #REF! | #REF! | #REF! | #REF! | #REF! | #REF! | #REF! | #REF! | #REF! | #REF! | #REF! | #REF! | #REF! | #REF! | #REF! | #REF! | #REF! | 3 | #REF! | #REF! | #REF! | #REF! | #REF! | #REF! | #REF! | #REF! | #REF! | #REF! | #REF! | #REF! | #REF! | #REF! | #REF! | #REF! | #REF! | #REF! | 50 | #REF! | #REF! | #REF! | #REF! | #REF! | #REF! | #REF! | #REF! | #REF! | #REF! | 0 | #REF! | #REF! | #REF! |  |  | #REF! | #REF! |  | 20 | #REF! |  | #REF! | #REF! | #REF! | #REF! | #REF! | #REF! | #REF! | #REF! | #REF! | #REF! | #REF! | #REF! | #REF! | #REF! | #REF! | #REF! | #REF! | #REF! | #REF! | #REF! | #REF! | #REF! | #REF! | #REF! | #REF! | #REF! | #REF! | #REF! | #REF! | #REF! | #REF! | #REF! | #REF! | #REF! | #REF! | #REF! | #REF! | #REF! | #REF! | #REF! |  |  |  | #REF! | #REF! | #REF! | #REF! | #REF! | #REF! | #REF! |  | #REF! |  | #REF! | #REF! | #REF! | #REF! | #REF! | #REF! | #REF! | #REF! | #REF! | #REF! | #REF! | #REF! |  |  | #REF! |  |  |  | #REF! | 0 | 0 |  |  |  |  | #REF! | #REF! | #REF! | #REF! | #REF! | #REF! | #REF! |  | #REF! |  | #REF! | #REF! | #REF! | #REF! | #REF! | #REF! | #REF! | #REF! | #REF! | #REF! | #REF! | #REF! | #REF! | #REF! | #REF! | #REF! | #REF! | #REF! | #REF! | #REF! | #REF! | #REF! | #REF! | #REF! | #REF! | #REF! | #REF! | #REF! | #REF! | #REF! | #REF! | #REF! | #REF! | #REF! | #REF! | #REF! | #REF! | #REF! | #REF! | #REF! | #REF! | #REF! | #REF! | #REF! | #REF! | #REF! | #REF! | #REF! | #REF! | #REF! | #REF! | #REF! | #REF! | #REF! | #REF! | #REF! | #REF! | #REF! | #REF! | #REF! | #REF! | [10 empty] | 0 | 0 | 0 | 0 | 0 | 0 | 0 |  |  | 0 | 0 | 0 | 0 | 0 | 0 | 0 | 0 | 0 | 0 | 0 | 0 | 0 | 0 | 0 | 0 | 0 | 0 | 0 | 0 | #REF! | #REF! |  | #REF! |  | #REF! | #REF! | #REF! | #REF! | #REF! | #REF! | #REF! | #REF! | #REF! | #REF! | #REF! | #REF! | #REF! | #REF! | #REF! | #REF! | #REF! | #REF! | [10 empty] | Menor o igual que 1,2 | 1
#REF! | #REF! | #REF! | #REF! | #REF! | #REF! | #REF! | #REF! | #REF! | #REF! | #REF! | #REF! | #REF! | #REF! | #REF! | #REF! | #REF! | #REF! | #REF! | #REF! | #REF! | 3 | #REF! | #REF! | #REF! | #REF! | #REF! | #REF! | #REF! | #REF! | #REF! | #REF! | #REF! | #REF! | #REF! | #REF! | #REF! | #REF! | #REF! | #REF! | 50 | #REF! | #REF! | #REF! | #REF! | #REF! | #REF! | #REF! | #REF! | #REF! | #REF! | 0 | #REF! | #REF! | #REF! |  |  | #REF! | #REF! |  | 20 | #REF! |  | #REF! | #REF! | #REF! | #REF! | #REF! | #REF! | #REF! | #REF! | #REF! | #REF! | #REF! | #REF! | #REF! | #REF! | #REF! | #REF! | #REF! | #REF! | #REF! | #REF! | #REF! | #REF! | #REF! | #REF! | #REF! | #REF! | #REF! | #REF! | #REF! | #REF! | #REF! | #REF! | #REF! | #REF! | #REF! | #REF! | #REF! | #REF! | #REF! | #REF! |  |  |  | #REF! | #REF! | #REF! | #REF! | #REF! | #REF! | #REF! |  | #REF! |  | #REF! | #REF! | #REF! | #REF! | #REF! | #REF! | #REF! | #REF! | #REF! | #REF! | #REF! | #REF! |  |  | #REF! |  |  |  | #REF! | 0 | 0 |  |  |  |  | #REF! | #REF! | #REF! | #REF! | #REF! | #REF! | #REF! |  | #REF! |  | #REF! | #REF! | #REF! | #REF! | #REF! | #REF! | #REF! | #REF! | #REF! | #REF! | #REF! | #REF! | #REF! | #REF! | #REF! | #REF! | #REF! | #REF! | #REF! | #REF! | #REF! | #REF! | #REF! | #REF! | #REF! | #REF! | #REF! | #REF! | #REF! | #REF! | #REF! | #REF! | #REF! | #REF! | #REF! | #REF! | #REF! | #REF! | #REF! | #REF! | #REF! | #REF! | #REF! | #REF! | #REF! | #REF! | #REF! | #REF! | #REF! | #REF! | #REF! | #REF! | #REF! | #REF! | #REF! | #REF! | #REF! | #REF! | #REF! | #REF! | #REF! | [10 empty] | 0 | 0 | 0 | 0 | 0 | 0 | 0 |  |  | 0 | 0 | 0 | 0 | 0 | 0 | 0 | 0 | 0 | 0 | 0 | 0 | 0 | 0 | 0 | 0 | 0 | 0 | 0 | 0 | #REF! | #REF! |  | #REF! |  | #REF! | #REF! | #REF! | #REF! | #REF! | #REF! | #REF! | #REF! | #REF! | #REF! | #REF! | #REF! | #REF! | #REF! | #REF! | #REF! | #REF! | #REF! | [10 empty] | Menor o igual que 1,2 | 1
#REF! | #REF! | #REF! | #REF! | #REF! | #REF! | #REF! | #REF! | #REF! | #REF! | #REF! | #REF! | #REF! | #REF! | #REF! | #REF! | #REF! | #REF! | #REF! | #REF! | #REF! | 3 | #REF! | #REF! | #REF! | #REF! | #REF! | #REF! | #REF! | #REF! | #REF! | #REF! | #REF! | #REF! | #REF! | #REF! | #REF! | #REF! | #REF! | #REF! | 50 | #REF! | #REF! | #REF! | #REF! | #REF! | #REF! | #REF! | #REF! | #REF! | #REF! | #REF! | #REF! | #REF! | #REF! |  |  | #REF! | #REF! |  | 20 | #REF! |  | #REF! | #REF! | #REF! | #REF! | #REF! | #REF! | #REF! | #REF! | #REF! | #REF! | #REF! | #REF! | #REF! | #REF! | #REF! | #REF! | #REF! | #REF! | #REF! | #REF! | #REF! | #REF! | #REF! | #REF! | #REF! | #REF! | #REF! | #REF! | #REF! | #REF! | #REF! | #REF! | #REF! | #REF! | #REF! | #REF! | #REF! | #REF! | #REF! | #REF! |  |  |  | #REF! | #REF! | #REF! | #REF! | #REF! | #REF! | #REF! |  | #REF! |  | #REF! | #REF! | #REF! | #REF! | #REF! | #REF! | #REF! | #REF! | #REF! | #REF! | #REF! | #REF! |  |  | #REF! |  |  |  | #REF! | 0 | 0 |  |  |  |  | #REF! | #REF! | #REF! | #REF! | #REF! | #REF! | #REF! |  | #REF! |  | #REF! | #REF! | #REF! | #REF! | #REF! | #REF! | #REF! | #REF! | #REF! | #REF! | #REF! | #REF! | #REF! | #REF! | #REF! | #REF! | #REF! | #REF! | #REF! | #REF! | #REF! | #REF! | #REF! | #REF! | #REF! | #REF! | #REF! | #REF! | #REF! | #REF! | #REF! | #REF! | #REF! | #REF! | #REF! | #REF! | #REF! | #REF! | #REF! | #REF! | #REF! | #REF! | #REF! | #REF! | #REF! | #REF! | #REF! | #REF! | #REF! | #REF! | #REF! | #REF! | #REF! | #REF! | #REF! | #REF! | #REF! | #REF! | #REF! | #REF! | #REF! | [10 empty] | 0 | 0 | 0 | 0 | 0 | 0 | 0 |  |  | 0 | 0 | 0 | 0 | 0 | 0 | 0 | 0 | 0 | 0 | 0 | 0 | 0 | 0 | 0 | 0 | 0 | 0 | 0 | 0 | #REF! | #REF! |  | #REF! |  | #REF! | #REF! | #REF! | #REF! | #REF! | #REF! | #REF! | #REF! | #REF! | #REF! | #REF! | #REF! | #REF! | #REF! | #REF! | #REF! | #REF! | #REF! | [10 empty] | Menor o igual que 1,2 | 1
#REF! | #REF! | #REF! | #REF! | #REF! | #REF! | #REF! | #REF! | #REF! | #REF! | #REF! | #REF! | #REF! | #REF! | #REF! | #REF! | #REF! | #REF! | #REF! | #REF! | #REF! | 3 | #REF! | #REF! | #REF! | #REF! | #REF! | #REF! | #REF! | #REF! | #REF! | #REF! | #REF! | #REF! | #REF! | #REF! | #REF! | #REF! | #REF! | #REF! | 50 | #REF! | #REF! | #REF! | #REF! | #REF! | #REF! | #REF! | #REF! | #REF! | #REF! | 0 | #REF! | #REF! | #REF! |  |  | #REF! | #REF! |  | 20 | #REF! |  | #REF! | #REF! | #REF! | #REF! | #REF! | #REF! | #REF! | #REF! | #REF! | #REF! | #REF! | #REF! | #REF! | #REF! | #REF! | #REF! | #REF! | #REF! | #REF! | #REF! | #REF! | #REF! | #REF! | #REF! | #REF! | #REF! | #REF! | #REF! | #REF! | #REF! | #REF! | #REF! | #REF! | #REF! | #REF! | #REF! | #REF! | #REF! | #REF! | #REF! |  |  |  | #REF! | #REF! | #REF! | #REF! | #REF! | #REF! | #REF! |  | #REF! |  | #REF! | #REF! | #REF! | #REF! | #REF! | #REF! | #REF! | #REF! | #REF! | #REF! | #REF! | #REF! |  |  | #REF! |  |  |  | #REF! | 0 | 0 |  |  |  |  | #REF! | #REF! | #REF! | #REF! | #REF! | #REF! | #REF! |  | #REF! |  | #REF! | #REF! | #REF! | #REF! | #REF! | #REF! | #REF! | #REF! | #REF! | #REF! | #REF! | #REF! | #REF! | #REF! | #REF! | #REF! | #REF! | #REF! | #REF! | #REF! | #REF! | #REF! | #REF! | #REF! | #REF! | #REF! | #REF! | #REF! | #REF! | #REF! | #REF! | #REF! | #REF! | #REF! | #REF! | #REF! | #REF! | #REF! | #REF! | #REF! | #REF! | #REF! | #REF! | #REF! | #REF! | #REF! | #REF! | #REF! | #REF! | #REF! | #REF! | #REF! | #REF! | #REF! | #REF! | #REF! | #REF! | #REF! | #REF! | #REF! | #REF! | [10 empty] | 0 | 0 | 0 | 0 | 0 | 0 | 0 |  |  | 0 | 0 | 0 | 0 | 0 | 0 | 0 | 0 | 0 | 0 | 0 | 0 | 0 | 0 | 0 | 0 | 0 | 0 | 0 | 0 | #REF! | #REF! |  | #REF! |  | #REF! | #REF! | #REF! | #REF! | #REF! | #REF! | #REF! | #REF! | #REF! | #REF! | #REF! | #REF! | #REF! | #REF! | #REF! | #REF! | #REF! | #REF! | [10 empty] | Menor o igual que 1,2 | 1
#REF! | #REF! | #REF! | #REF! | #REF! | #REF! | #REF! | #REF! | #REF! | #REF! | #REF! | #REF! | #REF! | #REF! | #REF! | #REF! | #REF! | #REF! | #REF! | #REF! | #REF! | 3 | #REF! | #REF! | #REF! | #REF! | #REF! | #REF! | #REF! | #REF! | #REF! | #REF! | #REF! | #REF! | #REF! | #REF! | #REF! | #REF! | #REF! | #REF! | 50 | #REF! | #REF! | #REF! | #REF! | #REF! | #REF! | #REF! | #REF! | #REF! | #REF! | 0 | #REF! | #REF! | #REF! |  |  | #REF! | #REF! |  | 20 | #REF! |  | #REF! | #REF! | #REF! | #REF! | #REF! | #REF! | #REF! | #REF! | #REF! | #REF! | #REF! | #REF! | #REF! | #REF! | #REF! | #REF! | #REF! | #REF! | #REF! | #REF! | #REF! | #REF! | #REF! | #REF! | #REF! | #REF! | #REF! | #REF! | #REF! | #REF! | #REF! | #REF! | #REF! | #REF! | #REF! | #REF! | #REF! | #REF! | #REF! | #REF! |  |  |  | #REF! | #REF! | #REF! | #REF! | #REF! | #REF! | #REF! |  | #REF! |  | #REF! | #REF! | #REF! | #REF! | #REF! | #REF! | #REF! | #REF! | #REF! | #REF! | #REF! | #REF! |  |  | #REF! |  |  |  | #REF! | 0 | 0 |  |  |  |  | #REF! | #REF! | #REF! | #REF! | #REF! | #REF! | #REF! |  | #REF! |  | #REF! | #REF! | #REF! | #REF! | #REF! | #REF! | #REF! | #REF! | #REF! | #REF! | #REF! | #REF! | #REF! | #REF! | #REF! | #REF! | #REF! | #REF! | #REF! | #REF! | #REF! | #REF! | #REF! | #REF! | #REF! | #REF! | #REF! | #REF! | #REF! | #REF! | #REF! | #REF! | #REF! | #REF! | #REF! | #REF! | #REF! | #REF! | #REF! | #REF! | #REF! | #REF! | #REF! | #REF! | #REF! | #REF! | #REF! | #REF! | #REF! | #REF! | #REF! | #REF! | #REF! | #REF! | #REF! | #REF! | #REF! | #REF! | #REF! | #REF! | #REF! | [10 empty] | 0 | 0 | 0 | 0 | 0 | 0 | 0 |  |  | 0 | 0 | 0 | 0 | 0 | 0 | 0 | 0 | 0 | 0 | 0 | 0 | 0 | 0 | 0 | 0 | 0 | 0 | 0 | 0 | #REF! | #REF! |  | #REF! |  | #REF! | #REF! | #REF! | #REF! | #REF! | #REF! | #REF! | #REF! | #REF! | #REF! | #REF! | #REF! | #REF! | #REF! | #REF! | #REF! | #REF! | #REF! | [10 empty] | Menor o igual que 1,2 | 1
#REF! | #REF! | #REF! | #REF! | #REF! | #REF! | #REF! | #REF! | #REF! | #REF! | #REF! | #REF! | #REF! | #REF! | #REF! | #REF! | #REF! | #REF! | #REF! | #REF! | #REF! | 3 | #REF! | #REF! | #REF! | #REF! | #REF! | #REF! | #REF! | #REF! | #REF! | #REF! | #REF! | #REF! | #REF! | #REF! | #REF! | #REF! | #REF! | #REF! | 50 | #REF! | #REF! | #REF! | #REF! | #REF! | #REF! | #REF! | #REF! | #REF! | #REF! | #REF! | #REF! | #REF! | #REF! |  |  | #REF! | #REF! |  | 20 | #REF! |  | #REF! | #REF! | #REF! | #REF! | #REF! | #REF! | #REF! | #REF! | #REF! | #REF! | #REF! | #REF! | #REF! | #REF! | #REF! | #REF! | #REF! | #REF! | #REF! | #REF! | #REF! | #REF! | #REF! | #REF! | #REF! | #REF! | #REF! | #REF! | #REF! | #REF! | #REF! | #REF! | #REF! | #REF! | #REF! | #REF! | #REF! | #REF! | #REF! | #REF! |  |  |  | #REF! | #REF! | #REF! | #REF! | #REF! | #REF! | #REF! |  | #REF! |  | #REF! | #REF! | #REF! | #REF! | #REF! | #REF! | #REF! | #REF! | #REF! | #REF! | #REF! | #REF! |  |  | #REF! |  |  |  | #REF! | 0 | 0 |  |  |  |  | #REF! | #REF! | #REF! | #REF! | #REF! | #REF! | #REF! |  | #REF! |  | #REF! | #REF! | #REF! | #REF! | #REF! | #REF! | #REF! | #REF! | #REF! | #REF! | #REF! | #REF! | #REF! | #REF! | #REF! | #REF! | #REF! | #REF! | #REF! | #REF! | #REF! | #REF! | #REF! | #REF! | #REF! | #REF! | #REF! | #REF! | #REF! | #REF! | #REF! | #REF! | #REF! | #REF! | #REF! | #REF! | #REF! | #REF! | #REF! | #REF! | #REF! | #REF! | #REF! | #REF! | #REF! | #REF! | #REF! | #REF! | #REF! | #REF! | #REF! | #REF! | #REF! | #REF! | #REF! | #REF! | #REF! | #REF! | #REF! | #REF! | #REF! | [10 empty] | 0 | 0 | 0 | 0 | 0 | 0 | 0 |  |  | 0 | 0 | 0 | 0 | 0 | 0 | 0 | 0 | 0 | 0 | 0 | 0 | 0 | 0 | 0 | 0 | 0 | 0 | 0 | 0 | #REF! | #REF! |  | #REF! |  | #REF! | #REF! | #REF! | #REF! | #REF! | #REF! | #REF! | #REF! | #REF! | #REF! | #REF! | #REF! | #REF! | #REF! | #REF! | #REF! | #REF! | #REF! | [10 empty] | Menor o igual que 1,2 | 1
#REF! | #REF! | #REF! | #REF! | #REF! | #REF! | #REF! | #REF! | #REF! | #REF! | #REF! | #REF! | #REF! | #REF! | #REF! | #REF! | #REF! | #REF! | #REF! | #REF! | #REF! | 3 | #REF! | #REF! | #REF! | #REF! | #REF! | #REF! | #REF! | #REF! | #REF! | #REF! | #REF! | #REF! | #REF! | #REF! | #REF! | #REF! | #REF! | #REF! | 50 | #REF! | #REF! | #REF! | #REF! | #REF! | #REF! | #REF! | #REF! | #REF! | #REF! | #REF! | #REF! | #REF! | #REF! |  |  | #REF! | #REF! |  | 20 | #REF! |  | #REF! | #REF! | #REF! | #REF! | #REF! | #REF! | #REF! | #REF! | #REF! | #REF! | #REF! | #REF! | #REF! | #REF! | #REF! | #REF! | #REF! | #REF! | #REF! | #REF! | #REF! | #REF! | #REF! | #REF! | #REF! | #REF! | #REF! | #REF! | #REF! | #REF! | #REF! | #REF! | #REF! | #REF! | #REF! | #REF! | #REF! | #REF! | #REF! | #REF! |  |  |  | #REF! | #REF! | #REF! | #REF! | #REF! | #REF! | #REF! |  | #REF! |  | #REF! | #REF! | #REF! | #REF! | #REF! | #REF! | #REF! | #REF! | #REF! | #REF! | #REF! | #REF! |  |  | #REF! |  |  |  | #REF! | 0 | 0 |  |  |  |  | #REF! | #REF! | #REF! | #REF! | #REF! | #REF! | #REF! |  | #REF! |  | #REF! | #REF! | #REF! | #REF! | #REF! | #REF! | #REF! | #REF! | #REF! | #REF! | #REF! | #REF! | #REF! | #REF! | #REF! | #REF! | #REF! | #REF! | #REF! | #REF! | #REF! | #REF! | #REF! | #REF! | #REF! | #REF! | #REF! | #REF! | #REF! | #REF! | #REF! | #REF! | #REF! | #REF! | #REF! | #REF! | #REF! | #REF! | #REF! | #REF! | #REF! | #REF! | #REF! | #REF! | #REF! | #REF! | #REF! | #REF! | #REF! | #REF! | #REF! | #REF! | #REF! | #REF! | #REF! | #REF! | #REF! | #REF! | #REF! | #REF! | #REF! | [10 empty] | 0 | 0 | 0 | 0 | 0 | 0 | 0 |  |  | 0 | 0 | 0 | 0 | 0 | 0 | 0 | 0 | 0 | 0 | 0 | 0 | 0 | 0 | 0 | 0 | 0 | 0 | 0 | 0 | #REF! | #REF! |  | #REF! |  | #REF! | #REF! | #REF! | #REF! | #REF! | #REF! | #REF! | #REF! | #REF! | #REF! | #REF! | #REF! | #REF! | #REF! | #REF! | #REF! | #REF! | #REF! | [10 empty] | Menor o igual que 1,2 | 1
#REF! | #REF! | #REF! | #REF! | #REF! | #REF! | #REF! | #REF! | #REF! | #REF! | #REF! | #REF! | #REF! | #REF! | #REF! | #REF! | #REF! | #REF! | #REF! | #REF! | #REF! | 3 | #REF! | #REF! | #REF! | #REF! | #REF! | #REF! | #REF! | #REF! | #REF! | #REF! | #REF! | #REF! | #REF! | #REF! | #REF! | #REF! | #REF! | #REF! | 50 | #REF! | #REF! | #REF! | #REF! | #REF! | #REF! | #REF! | #REF! | #REF! | #REF! | #REF! | #REF! | #REF! | #REF! |  |  | #REF! | #REF! |  | 20 | #REF! |  | #REF! | #REF! | #REF! | #REF! | #REF! | #REF! | #REF! | #REF! | #REF! | #REF! | #REF! | #REF! | #REF! | #REF! | #REF! | #REF! | #REF! | #REF! | #REF! | #REF! | #REF! | #REF! | #REF! | #REF! | #REF! | #REF! | #REF! | #REF! | #REF! | #REF! | #REF! | #REF! | #REF! | #REF! | #REF! | #REF! | #REF! | #REF! | #REF! | #REF! |  |  |  | #REF! | #REF! | #REF! | #REF! | #REF! | #REF! | #REF! |  | #REF! |  | #REF! | #REF! | #REF! | #REF! | #REF! | #REF! | #REF! | #REF! | #REF! | #REF! | #REF! | #REF! |  |  | #REF! |  |  |  | #REF! | 0 | 0 |  |  |  |  | #REF! | #REF! | #REF! | #REF! | #REF! | #REF! | #REF! |  | #REF! |  | #REF! | #REF! | #REF! | #REF! | #REF! | #REF! | #REF! | #REF! | #REF! | #REF! | #REF! | #REF! | #REF! | #REF! | #REF! | #REF! | #REF! | #REF! | #REF! | #REF! | #REF! | #REF! | #REF! | #REF! | #REF! | #REF! | #REF! | #REF! | #REF! | #REF! | #REF! | #REF! | #REF! | #REF! | #REF! | #REF! | #REF! | #REF! | #REF! | #REF! | #REF! | #REF! | #REF! | #REF! | #REF! | #REF! | #REF! | #REF! | #REF! | #REF! | #REF! | #REF! | #REF! | #REF! | #REF! | #REF! | #REF! | #REF! | #REF! | #REF! | #REF! | [10 empty] | 0 | 0 | 0 | 0 | 0 | 0 | 0 |  |  | 0 | 0 | 0 | 0 | 0 | 0 | 0 | 0 | 0 | 0 | 0 | 0 | 0 | 0 | 0 | 0 | 0 | 0 | 0 | 0 | #REF! | #REF! |  | #REF! |  | #REF! | #REF! | #REF! | #REF! | #REF! | #REF! | #REF! | #REF! | #REF! | #REF! | #REF! | #REF! | #REF! | #REF! | #REF! | #REF! | #REF! | #REF! | [10 empty] | Menor o igual que 1,2 | 1
#REF! | #REF! | #REF! | #REF! | #REF! | #REF! | #REF! | #REF! | #REF! | #REF! | #REF! | #REF! | #REF! | #REF! | #REF! | #REF! | #REF! | #REF! | #REF! | #REF! | #REF! | 3 | #REF! | #REF! | #REF! | #REF! | #REF! | #REF! | #REF! | #REF! | #REF! | #REF! | #REF! | #REF! | #REF! | #REF! | #REF! | #REF! | #REF! | #REF! | 50 | #REF! | #REF! | #REF! | #REF! | #REF! | #REF! | #REF! | #REF! | #REF! | #REF! | #REF! | #REF! | #REF! | #REF! |  |  | #REF! | #REF! |  | 20 | #REF! |  | #REF! | #REF! | #REF! | #REF! | #REF! | #REF! | #REF! | #REF! | #REF! | #REF! | #REF! | #REF! | #REF! | #REF! | #REF! | #REF! | #REF! | #REF! | #REF! | #REF! | #REF! | #REF! | #REF! | #REF! | #REF! | #REF! | #REF! | #REF! | #REF! | #REF! | #REF! | #REF! | #REF! | #REF! | #REF! | #REF! | #REF! | #REF! | #REF! | #REF! |  |  |  | #REF! | #REF! | #REF! | #REF! | #REF! | #REF! | #REF! |  | #REF! |  | #REF! | #REF! | #REF! | #REF! | #REF! | #REF! | #REF! | #REF! | #REF! | #REF! | #REF! | #REF! |  |  | #REF! |  |  |  | #REF! | 0 | 0 |  |  |  |  | #REF! | #REF! | #REF! | #REF! | #REF! | #REF! | #REF! |  | #REF! |  | #REF! | #REF! | #REF! | #REF! | #REF! | #REF! | #REF! | #REF! | #REF! | #REF! | #REF! | #REF! | #REF! | #REF! | #REF! | #REF! | #REF! | #REF! | #REF! | #REF! | #REF! | #REF! | #REF! | #REF! | #REF! | #REF! | #REF! | #REF! | #REF! | #REF! | #REF! | #REF! | #REF! | #REF! | #REF! | #REF! | #REF! | #REF! | #REF! | #REF! | #REF! | #REF! | #REF! | #REF! | #REF! | #REF! | #REF! | #REF! | #REF! | #REF! | #REF! | #REF! | #REF! | #REF! | #REF! | #REF! | #REF! | #REF! | #REF! | #REF! | #REF! | [10 empty] | 0 | 0 | 0 | 0 | 0 | 0 | 0 |  |  | 0 | 0 | 0 | 0 | 0 | 0 | 0 | 0 | 0 | 0 | 0 | 0 | 0 | 0 | 0 | 0 | 0 | 0 | 0 | 0 | #REF! | #REF! |  | #REF! |  | #REF! | #REF! | #REF! | #REF! | #REF! | #REF! | #REF! | #REF! | #REF! | #REF! | #REF! | #REF! | #REF! | #REF! | #REF! | #REF! | #REF! | #REF! | [10 empty] | Menor o igual que 1,2 | 1
#REF! | #REF! | #REF! | #REF! | #REF! | #REF! | #REF! | #REF! | #REF! | #REF! | #REF! | #REF! | #REF! | #REF! | #REF! | #REF! | #REF! | #REF! | #REF! | #REF! | #REF! | 3 | #REF! | #REF! | #REF! | #REF! | #REF! | #REF! | #REF! | #REF! | #REF! | #REF! | #REF! | #REF! | #REF! | #REF! | #REF! | #REF! | #REF! | #REF! | 50 | #REF! | #REF! | #REF! | #REF! | #REF! | #REF! | #REF! | #REF! | #REF! | #REF! | #REF! | #REF! | #REF! | #REF! |  |  | #REF! | #REF! |  | 20 | #REF! |  | #REF! | #REF! | #REF! | #REF! | #REF! | #REF! | #REF! | #REF! | #REF! | #REF! | #REF! | #REF! | #REF! | #REF! | #REF! | #REF! | #REF! | #REF! | #REF! | #REF! | #REF! | #REF! | #REF! | #REF! | #REF! | #REF! | #REF! | #REF! | #REF! | #REF! | #REF! | #REF! | #REF! | #REF! | #REF! | #REF! | #REF! | #REF! | #REF! | #REF! |  |  |  | #REF! | #REF! | #REF! | #REF! | #REF! | #REF! | #REF! |  | #REF! |  | #REF! | #REF! | #REF! | #REF! | #REF! | #REF! | #REF! | #REF! | #REF! | #REF! | #REF! | #REF! |  |  | #REF! |  |  |  | #REF! | 0 | 0 |  |  |  |  | #REF! | #REF! | #REF! | #REF! | #REF! | #REF! | #REF! |  | #REF! |  | #REF! | #REF! | #REF! | #REF! | #REF! | #REF! | #REF! | #REF! | #REF! | #REF! | #REF! | #REF! | #REF! | #REF! | #REF! | #REF! | #REF! | #REF! | #REF! | #REF! | #REF! | #REF! | #REF! | #REF! | #REF! | #REF! | #REF! | #REF! | #REF! | #REF! | #REF! | #REF! | #REF! | #REF! | #REF! | #REF! | #REF! | #REF! | #REF! | #REF! | #REF! | #REF! | #REF! | #REF! | #REF! | #REF! | #REF! | #REF! | #REF! | #REF! | #REF! | #REF! | #REF! | #REF! | #REF! | #REF! | #REF! | #REF! | #REF! | #REF! | #REF! | [10 empty] | 0 | 0 | 0 | 0 | 0 | 0 | 0 |  |  | 0 | 0 | 0 | 0 | 0 | 0 | 0 | 0 | 0 | 0 | 0 | 0 | 0 | 0 | 0 | 0 | 0 | 0 | 0 | 0 | #REF! | #REF! |  | #REF! |  | #REF! | #REF! | #REF! | #REF! | #REF! | #REF! | #REF! | #REF! | #REF! | #REF! | #REF! | #REF! | #REF! | #REF! | #REF! | #REF! | #REF! | #REF! | [10 empty] | Menor o igual que 1,2 | 1
#REF! | #REF! | #REF! | #REF! | #REF! | #REF! | #REF! | #REF! | #REF! | #REF! | #REF! | #REF! | #REF! | #REF! | #REF! | #REF! | #REF! | #REF! | #REF! | #REF! | #REF! | 3 | #REF! | #REF! | #REF! | #REF! | #REF! | #REF! | #REF! | #REF! | #REF! | #REF! | #REF! | #REF! | #REF! | #REF! | #REF! | #REF! | #REF! | #REF! | 50 | #REF! | #REF! | #REF! | #REF! | #REF! | #REF! | #REF! | #REF! | #REF! | #REF! | #REF! | #REF! | #REF! | #REF! |  |  | #REF! | #REF! |  | 20 | #REF! |  | #REF! | #REF! | #REF! | #REF! | #REF! | #REF! | #REF! | #REF! | #REF! | #REF! | #REF! | #REF! | #REF! | #REF! | #REF! | #REF! | #REF! | #REF! | #REF! | #REF! | #REF! | #REF! | #REF! | #REF! | #REF! | #REF! | #REF! | #REF! | #REF! | #REF! | #REF! | #REF! | #REF! | #REF! | #REF! | #REF! | #REF! | #REF! | #REF! | #REF! |  |  |  | #REF! | #REF! | #REF! | #REF! | #REF! | #REF! | #REF! |  | #REF! |  | #REF! | #REF! | #REF! | #REF! | #REF! | #REF! | #REF! | #REF! | #REF! | #REF! | #REF! | #REF! |  |  | #REF! |  |  |  | #REF! | 0 | 0 |  |  |  |  | #REF! | #REF! | #REF! | #REF! | #REF! | #REF! | #REF! |  | #REF! |  | #REF! | #REF! | #REF! | #REF! | #REF! | #REF! | #REF! | #REF! | #REF! | #REF! | #REF! | #REF! | #REF! | #REF! | #REF! | #REF! | #REF! | #REF! | #REF! | #REF! | #REF! | #REF! | #REF! | #REF! | #REF! | #REF! | #REF! | #REF! | #REF! | #REF! | #REF! | #REF! | #REF! | #REF! | #REF! | #REF! | #REF! | #REF! | #REF! | #REF! | #REF! | #REF! | #REF! | #REF! | #REF! | #REF! | #REF! | #REF! | #REF! | #REF! | #REF! | #REF! | #REF! | #REF! | #REF! | #REF! | #REF! | #REF! | #REF! | #REF! | #REF! | [10 empty] | 0 | 0 | 0 | 0 | 0 | 0 | 0 |  |  | 0 | 0 | 0 | 0 | 0 | 0 | 0 | 0 | 0 | 0 | 0 | 0 | 0 | 0 | 0 | 0 | 0 | 0 | 0 | 0 | #REF! | #REF! |  | #REF! |  | #REF! | #REF! | #REF! | #REF! | #REF! | #REF! | #REF! | #REF! | #REF! | #REF! | #REF! | #REF! | #REF! | #REF! | #REF! | #REF! | #REF! | #REF! | [10 empty] | Menor o igual que 1,2 | 1
#REF! | #REF! | #REF! | #REF! | #REF! | #REF! | #REF! | #REF! | #REF! | #REF! | #REF! | #REF! | #REF! | #REF! | #REF! | #REF! | #REF! | #REF! | #REF! | #REF! | #REF! | 3 | #REF! | #REF! | #REF! | #REF! | #REF! | #REF! | #REF! | #REF! | #REF! | #REF! | #REF! | #REF! | #REF! | #REF! | #REF! | #REF! | #REF! | #REF! | 50 | #REF! | #REF! | #REF! | #REF! | #REF! | #REF! | #REF! | #REF! | #REF! | #REF! | #REF! | #REF! | #REF! | #REF! |  |  | #REF! | #REF! |  | 20 | #REF! |  | #REF! | #REF! | #REF! | #REF! | #REF! | #REF! | #REF! | #REF! | #REF! | #REF! | #REF! | #REF! | #REF! | #REF! | #REF! | #REF! | #REF! | #REF! | #REF! | #REF! | #REF! | #REF! | #REF! | #REF! | #REF! | #REF! | #REF! | #REF! | #REF! | #REF! | #REF! | #REF! | #REF! | #REF! | #REF! | #REF! | #REF! | #REF! | #REF! | #REF! |  |  |  | #REF! | #REF! | #REF! | #REF! | #REF! | #REF! | #REF! |  | #REF! |  | #REF! | #REF! | #REF! | #REF! | #REF! | #REF! | #REF! | #REF! | #REF! | #REF! | #REF! | #REF! |  |  | #REF! |  |  |  | #REF! | 0 | 0 |  |  |  |  | #REF! | #REF! | #REF! | #REF! | #REF! | #REF! | #REF! |  | #REF! |  | #REF! | #REF! | #REF! | #REF! | #REF! | #REF! | #REF! | #REF! | #REF! | #REF! | #REF! | #REF! | #REF! | #REF! | #REF! | #REF! | #REF! | #REF! | #REF! | #REF! | #REF! | #REF! | #REF! | #REF! | #REF! | #REF! | #REF! | #REF! | #REF! | #REF! | #REF! | #REF! | #REF! | #REF! | #REF! | #REF! | #REF! | #REF! | #REF! | #REF! | #REF! | #REF! | #REF! | #REF! | #REF! | #REF! | #REF! | #REF! | #REF! | #REF! | #REF! | #REF! | #REF! | #REF! | #REF! | #REF! | #REF! | #REF! | #REF! | #REF! | #REF! | [10 empty] | 0 | 0 | 0 | 0 | 0 | 0 | 0 |  |  | 0 | 0 | 0 | 0 | 0 | 0 | 0 | 0 | 0 | 0 | 0 | 0 | 0 | 0 | 0 | 0 | 0 | 0 | 0 | 0 | #REF! | #REF! |  | #REF! |  | #REF! | #REF! | #REF! | #REF! | #REF! | #REF! | #REF! | #REF! | #REF! | #REF! | #REF! | #REF! | #REF! | #REF! | #REF! | #REF! | #REF! | #REF! | [10 empty] | Menor o igual que 1,2 | 1
#REF! | #REF! | #REF! | #REF! | #REF! | #REF! | #REF! | #REF! | #REF! | #REF! | #REF! | #REF! | #REF! | #REF! | #REF! | #REF! | #REF! | #REF! | #REF! | #REF! | #REF! | 3 | #REF! | #REF! | #REF! | #REF! | #REF! | #REF! | #REF! | #REF! | #REF! | #REF! | #REF! | #REF! | #REF! | #REF! | #REF! | #REF! | #REF! | #REF! | 50 | #REF! | #REF! | #REF! | #REF! | #REF! | #REF! | #REF! | #REF! | #REF! | #REF! | 0 | #REF! | #REF! | #REF! |  |  | #REF! | #REF! |  | 20 | #REF! |  | #REF! | #REF! | #REF! | #REF! | #REF! | #REF! | #REF! | #REF! | #REF! | #REF! | #REF! | #REF! | #REF! | #REF! | #REF! | #REF! | #REF! | #REF! | #REF! | #REF! | #REF! | #REF! | #REF! | #REF! | #REF! | #REF! | #REF! | #REF! | #REF! | #REF! | #REF! | #REF! | #REF! | #REF! | #REF! | #REF! | #REF! | #REF! | #REF! | #REF! |  |  |  | #REF! | #REF! | #REF! | #REF! | #REF! | #REF! | #REF! |  | #REF! |  | #REF! | #REF! | #REF! | #REF! | #REF! | #REF! | #REF! | #REF! | #REF! | #REF! | #REF! | #REF! |  |  | #REF! |  |  |  | #REF! | 0 | 0 |  |  |  |  | #REF! | #REF! | #REF! | #REF! | #REF! | #REF! | #REF! |  | #REF! |  | #REF! | #REF! | #REF! | #REF! | #REF! | #REF! | #REF! | #REF! | #REF! | #REF! | #REF! | #REF! | #REF! | #REF! | #REF! | #REF! | #REF! | #REF! | #REF! | #REF! | #REF! | #REF! | #REF! | #REF! | #REF! | #REF! | #REF! | #REF! | #REF! | #REF! | #REF! | #REF! | #REF! | #REF! | #REF! | #REF! | #REF! | #REF! | #REF! | #REF! | #REF! | #REF! | #REF! | #REF! | #REF! | #REF! | #REF! | #REF! | #REF! | #REF! | #REF! | #REF! | #REF! | #REF! | #REF! | #REF! | #REF! | #REF! | #REF! | #REF! | #REF! | [10 empty] | 0 | 0 | 0 | 0 | 0 | 0 | 0 |  |  | 0 | 0 | 0 | 0 | 0 | 0 | 0 | 0 | 0 | 0 | 0 | 0 | 0 | 0 | 0 | 0 | 0 | 0 | 0 | 0 | #REF! | #REF! |  | #REF! |  | #REF! | #REF! | #REF! | #REF! | #REF! | #REF! | #REF! | #REF! | #REF! | #REF! | #REF! | #REF! | #REF! | #REF! | #REF! | #REF! | #REF! | #REF! | [10 empty] | Menor o igual que 1,2 | 1
#REF! | #REF! | #REF! | #REF! | #REF! | #REF! | #REF! | #REF! | #REF! | #REF! | #REF! | #REF! | #REF! | #REF! | #REF! | #REF! | #REF! | #REF! | #REF! | #REF! | #REF! | 3 | #REF! | #REF! | #REF! | #REF! | #REF! | #REF! | #REF! | #REF! | #REF! | #REF! | #REF! | #REF! | #REF! | #REF! | #REF! | #REF! | #REF! | #REF! | 50 | #REF! | #REF! | #REF! | #REF! | #REF! | #REF! | #REF! | #REF! | #REF! | #REF! | #REF! | #REF! | #REF! | #REF! |  |  | #REF! | #REF! |  | 20 | #REF! |  | #REF! | #REF! | #REF! | #REF! | #REF! | #REF! | #REF! | #REF! | #REF! | #REF! | #REF! | #REF! | #REF! | #REF! | #REF! | #REF! | #REF! | #REF! | #REF! | #REF! | #REF! | #REF! | #REF! | #REF! | #REF! | #REF! | #REF! | #REF! | #REF! | #REF! | #REF! | #REF! | #REF! | #REF! | #REF! | #REF! | #REF! | #REF! | #REF! | #REF! |  |  |  | #REF! | #REF! | #REF! | #REF! | #REF! | #REF! | #REF! |  | #REF! |  | #REF! | #REF! | #REF! | #REF! | #REF! | #REF! | #REF! | #REF! | #REF! | #REF! | #REF! | #REF! |  |  | #REF! |  |  |  | #REF! | 0 | 0 |  |  |  |  | #REF! | #REF! | #REF! | #REF! | #REF! | #REF! | #REF! |  | #REF! |  | #REF! | #REF! | #REF! | #REF! | #REF! | #REF! | #REF! | #REF! | #REF! | #REF! | #REF! | #REF! | #REF! | #REF! | #REF! | #REF! | #REF! | #REF! | #REF! | #REF! | #REF! | #REF! | #REF! | #REF! | #REF! | #REF! | #REF! | #REF! | #REF! | #REF! | #REF! | #REF! | #REF! | #REF! | #REF! | #REF! | #REF! | #REF! | #REF! | #REF! | #REF! | #REF! | #REF! | #REF! | #REF! | #REF! | #REF! | #REF! | #REF! | #REF! | #REF! | #REF! | #REF! | #REF! | #REF! | #REF! | #REF! | #REF! | #REF! | #REF! | #REF! | [10 empty] | 0 | 0 | 0 | 0 | 0 | 0 | 0 |  |  | 0 | 0 | 0 | 0 | 0 | 0 | 0 | 0 | 0 | 0 | 0 | 0 | 0 | 0 | 0 | 0 | 0 | 0 | 0 | 0 | #REF! | #REF! |  | #REF! |  | #REF! | #REF! | #REF! | #REF! | #REF! | #REF! | #REF! | #REF! | #REF! | #REF! | #REF! | #REF! | #REF! | #REF! | #REF! | #REF! | #REF! | #REF! | [10 empty] | Menor o igual que 1,2 | 1
#REF! | #REF! | #REF! | #REF! | #REF! | #REF! | #REF! | #REF! | #REF! | #REF! | #REF! | #REF! | #REF! | #REF! | #REF! | #REF! | #REF! | #REF! | #REF! | #REF! | #REF! | 3 | #REF! | #REF! | #REF! | #REF! | #REF! | #REF! | #REF! | #REF! | #REF! | #REF! | #REF! | #REF! | #REF! | #REF! | #REF! | #REF! | #REF! | #REF! | 50 | #REF! | #REF! | #REF! | #REF! | #REF! | #REF! | #REF! | #REF! | #REF! | #REF! | 0 | #REF! | #REF! | #REF! |  |  | #REF! | #REF! |  | 20 | #REF! |  | #REF! | #REF! | #REF! | #REF! | #REF! | #REF! | #REF! | #REF! | #REF! | #REF! | #REF! | #REF! | #REF! | #REF! | #REF! | #REF! | #REF! | #REF! | #REF! | #REF! | #REF! | #REF! | #REF! | #REF! | #REF! | #REF! | #REF! | #REF! | #REF! | #REF! | #REF! | #REF! | #REF! | #REF! | #REF! | #REF! | #REF! | #REF! | #REF! | #REF! |  |  |  | #REF! | #REF! | #REF! | #REF! | #REF! | #REF! | #REF! |  | #REF! |  | #REF! | #REF! | #REF! | #REF! | #REF! | #REF! | #REF! | #REF! | #REF! | #REF! | #REF! | #REF! |  |  | #REF! |  |  |  | #REF! | 0 | 0 |  |  |  |  | #REF! | #REF! | #REF! | #REF! | #REF! | #REF! | #REF! |  | #REF! |  | #REF! | #REF! | #REF! | #REF! | #REF! | #REF! | #REF! | #REF! | #REF! | #REF! | #REF! | #REF! | #REF! | #REF! | #REF! | #REF! | #REF! | #REF! | #REF! | #REF! | #REF! | #REF! | #REF! | #REF! | #REF! | #REF! | #REF! | #REF! | #REF! | #REF! | #REF! | #REF! | #REF! | #REF! | #REF! | #REF! | #REF! | #REF! | #REF! | #REF! | #REF! | #REF! | #REF! | #REF! | #REF! | #REF! | #REF! | #REF! | #REF! | #REF! | #REF! | #REF! | #REF! | #REF! | #REF! | #REF! | #REF! | #REF! | #REF! | #REF! | #REF! | [10 empty] | 0 | 0 | 0 | 0 | 0 | 0 | 0 |  |  | 0 | 0 | 0 | 0 | 0 | 0 | 0 | 0 | 0 | 0 | 0 | 0 | 0 | 0 | 0 | 0 | 0 | 0 | 0 | 0 | #REF! | #REF! |  | #REF! |  | #REF! | #REF! | #REF! | #REF! | #REF! | #REF! | #REF! | #REF! | #REF! | #REF! | #REF! | #REF! | #REF! | #REF! | #REF! | #REF! | #REF! | #REF! | [10 empty] | Menor o igual que 1,2 | 1
#REF! | #REF! | #REF! | #REF! | #REF! | #REF! | #REF! | #REF! | #REF! | #REF! | #REF! | #REF! | #REF! | #REF! | #REF! | #REF! | #REF! | #REF! | #REF! | #REF! | #REF! | 3 | #REF! | #REF! | #REF! | #REF! | #REF! | #REF! | #REF! | #REF! | #REF! | #REF! | #REF! | #REF! | #REF! | #REF! | #REF! | #REF! | #REF! | #REF! | 50 | #REF! | #REF! | #REF! | #REF! | #REF! | #REF! | #REF! | #REF! | #REF! | #REF! | #REF! | #REF! | #REF! | #REF! |  |  | #REF! | #REF! |  | 20 | #REF! |  | #REF! | #REF! | #REF! | #REF! | #REF! | #REF! | #REF! | #REF! | #REF! | #REF! | #REF! | #REF! | #REF! | #REF! | #REF! | #REF! | #REF! | #REF! | #REF! | #REF! | #REF! | #REF! | #REF! | #REF! | #REF! | #REF! | #REF! | #REF! | #REF! | #REF! | #REF! | #REF! | #REF! | #REF! | #REF! | #REF! | #REF! | #REF! | #REF! | #REF! |  |  |  | #REF! | #REF! | #REF! | #REF! | #REF! | #REF! | #REF! |  | #REF! |  | #REF! | #REF! | #REF! | #REF! | #REF! | #REF! | #REF! | #REF! | #REF! | #REF! | #REF! | #REF! |  |  | #REF! |  |  |  | #REF! | 0 | 0 |  |  |  |  | #REF! | #REF! | #REF! | #REF! | #REF! | #REF! | #REF! |  | #REF! |  | #REF! | #REF! | #REF! | #REF! | #REF! | #REF! | #REF! | #REF! | #REF! | #REF! | #REF! | #REF! | #REF! | #REF! | #REF! | #REF! | #REF! | #REF! | #REF! | #REF! | #REF! | #REF! | #REF! | #REF! | #REF! | #REF! | #REF! | #REF! | #REF! | #REF! | #REF! | #REF! | #REF! | #REF! | #REF! | #REF! | #REF! | #REF! | #REF! | #REF! | #REF! | #REF! | #REF! | #REF! | #REF! | #REF! | #REF! | #REF! | #REF! | #REF! | #REF! | #REF! | #REF! | #REF! | #REF! | #REF! | #REF! | #REF! | #REF! | #REF! | #REF! | [10 empty] | 0 | 0 | 0 | 0 | 0 | 0 | 0 |  |  | 0 | 0 | 0 | 0 | 0 | 0 | 0 | 0 | 0 | 0 | 0 | 0 | 0 | 0 | 0 | 0 | 0 | 0 | 0 | 0 | #REF! | #REF! |  | #REF! |  | #REF! | #REF! | #REF! | #REF! | #REF! | #REF! | #REF! | #REF! | #REF! | #REF! | #REF! | #REF! | #REF! | #REF! | #REF! | #REF! | #REF! | #REF! | [10 empty] | Menor o igual que 1,2 | 1
#REF! | #REF! | #REF! | #REF! | #REF! | #REF! | #REF! | #REF! | #REF! | #REF! | #REF! | #REF! | #REF! | #REF! | #REF! | #REF! | #REF! | #REF! | #REF! | #REF! | #REF! | 3 | #REF! | #REF! | #REF! | #REF! | #REF! | #REF! | #REF! | #REF! | #REF! | #REF! | #REF! | #REF! | #REF! | #REF! | #REF! | #REF! | #REF! | #REF! | 50 | #REF! | #REF! | #REF! | #REF! | #REF! | #REF! | #REF! | #REF! | #REF! | #REF! | #REF! | #REF! | #REF! | #REF! |  |  | #REF! | #REF! |  | 20 | #REF! |  | #REF! | #REF! | #REF! | #REF! | #REF! | #REF! | #REF! | #REF! | #REF! | #REF! | #REF! | #REF! | #REF! | #REF! | #REF! | #REF! | #REF! | #REF! | #REF! | #REF! | #REF! | #REF! | #REF! | #REF! | #REF! | #REF! | #REF! | #REF! | #REF! | #REF! | #REF! | #REF! | #REF! | #REF! | #REF! | #REF! | #REF! | #REF! | #REF! | #REF! |  |  |  | #REF! | #REF! | #REF! | #REF! | #REF! | #REF! | #REF! |  | #REF! |  | #REF! | #REF! | #REF! | #REF! | #REF! | #REF! | #REF! | #REF! | #REF! | #REF! | #REF! | #REF! |  |  | #REF! |  |  |  | #REF! | 0 | 0 |  |  |  |  | #REF! | #REF! | #REF! | #REF! | #REF! | #REF! | #REF! |  | #REF! |  | #REF! | #REF! | #REF! | #REF! | #REF! | #REF! | #REF! | #REF! | #REF! | #REF! | #REF! | #REF! | #REF! | #REF! | #REF! | #REF! | #REF! | #REF! | #REF! | #REF! | #REF! | #REF! | #REF! | #REF! | #REF! | #REF! | #REF! | #REF! | #REF! | #REF! | #REF! | #REF! | #REF! | #REF! | #REF! | #REF! | #REF! | #REF! | #REF! | #REF! | #REF! | #REF! | #REF! | #REF! | #REF! | #REF! | #REF! | #REF! | #REF! | #REF! | #REF! | #REF! | #REF! | #REF! | #REF! | #REF! | #REF! | #REF! | #REF! | #REF! | #REF! | [10 empty] | 0 | 0 | 0 | 0 | 0 | 0 | 0 |  |  | 0 | 0 | 0 | 0 | 0 | 0 | 0 | 0 | 0 | 0 | 0 | 0 | 0 | 0 | 0 | 0 | 0 | 0 | 0 | 0 | #REF! | #REF! |  | #REF! |  | #REF! | #REF! | #REF! | #REF! | #REF! | #REF! | #REF! | #REF! | #REF! | #REF! | #REF! | #REF! | #REF! | #REF! | #REF! | #REF! | #REF! | #REF! | [10 empty] | Menor o igual que 1,2 | 1
#REF! | #REF! | #REF! | #REF! | #REF! | #REF! | #REF! | #REF! | #REF! | #REF! | #REF! | #REF! | #REF! | #REF! | #REF! | #REF! | #REF! | #REF! | #REF! | #REF! | #REF! | 3 | #REF! | #REF! | #REF! | #REF! | #REF! | #REF! | #REF! | #REF! | #REF! | #REF! | #REF! | #REF! | #REF! | #REF! | #REF! | #REF! | #REF! | #REF! | 50 | #REF! | #REF! | #REF! | #REF! | #REF! | #REF! | #REF! | #REF! | #REF! | #REF! | #REF! | #REF! | #REF! | #REF! |  |  | #REF! | #REF! |  | 20 | #REF! |  | #REF! | #REF! | #REF! | #REF! | #REF! | #REF! | #REF! | #REF! | #REF! | #REF! | #REF! | #REF! | #REF! | #REF! | #REF! | #REF! | #REF! | #REF! | #REF! | #REF! | #REF! | #REF! | #REF! | #REF! | #REF! | #REF! | #REF! | #REF! | #REF! | #REF! | #REF! | #REF! | #REF! | #REF! | #REF! | #REF! | #REF! | #REF! | #REF! | #REF! |  |  |  | #REF! | #REF! | #REF! | #REF! | #REF! | #REF! | #REF! |  | #REF! |  | #REF! | #REF! | #REF! | #REF! | #REF! | #REF! | #REF! | #REF! | #REF! | #REF! | #REF! | #REF! |  |  | #REF! |  |  |  | #REF! | 0 | 0 |  |  |  |  | #REF! | #REF! | #REF! | #REF! | #REF! | #REF! | #REF! |  | #REF! |  | #REF! | #REF! | #REF! | #REF! | #REF! | #REF! | #REF! | #REF! | #REF! | #REF! | #REF! | #REF! | #REF! | #REF! | #REF! | #REF! | #REF! | #REF! | #REF! | #REF! | #REF! | #REF! | #REF! | #REF! | #REF! | #REF! | #REF! | #REF! | #REF! | #REF! | #REF! | #REF! | #REF! | #REF! | #REF! | #REF! | #REF! | #REF! | #REF! | #REF! | #REF! | #REF! | #REF! | #REF! | #REF! | #REF! | #REF! | #REF! | #REF! | #REF! | #REF! | #REF! | #REF! | #REF! | #REF! | #REF! | #REF! | #REF! | #REF! | #REF! | #REF! | [10 empty] | 0 | 0 | 0 | 0 | 0 | 0 | 0 |  |  | 0 | 0 | 0 | 0 | 0 | 0 | 0 | 0 | 0 | 0 | 0 | 0 | 0 | 0 | 0 | 0 | 0 | 0 | 0 | 0 | #REF! | #REF! |  | #REF! |  | #REF! | #REF! | #REF! | #REF! | #REF! | #REF! | #REF! | #REF! | #REF! | #REF! | #REF! | #REF! | #REF! | #REF! | #REF! | #REF! | #REF! | #REF! | [10 empty] | Menor o igual que 1,2 | 1
#REF! | #REF! | #REF! | #REF! | #REF! | #REF! | #REF! | #REF! | #REF! | #REF! | #REF! | #REF! | #REF! | #REF! | #REF! | #REF! | #REF! | #REF! | #REF! | #REF! | #REF! | 3 | #REF! | #REF! | #REF! | #REF! | #REF! | #REF! | #REF! | #REF! | #REF! | #REF! | #REF! | #REF! | #REF! | #REF! | #REF! | #REF! | #REF! | #REF! | 50 | #REF! | #REF! | #REF! | #REF! | #REF! | #REF! | #REF! | #REF! | #REF! | #REF! | #REF! | #REF! | #REF! | #REF! |  |  | #REF! | #REF! |  | 20 | #REF! |  | #REF! | #REF! | #REF! | #REF! | #REF! | #REF! | #REF! | #REF! | #REF! | #REF! | #REF! | #REF! | #REF! | #REF! | #REF! | #REF! | #REF! | #REF! | #REF! | #REF! | #REF! | #REF! | #REF! | #REF! | #REF! | #REF! | #REF! | #REF! | #REF! | #REF! | #REF! | #REF! | #REF! | #REF! | #REF! | #REF! | #REF! | #REF! | #REF! | #REF! |  |  |  | #REF! | #REF! | #REF! | #REF! | #REF! | #REF! | #REF! |  | #REF! |  | #REF! | #REF! | #REF! | #REF! | #REF! | #REF! | #REF! | #REF! | #REF! | #REF! | #REF! | #REF! |  |  | #REF! |  |  |  | #REF! | 0 | 0 |  |  |  |  | #REF! | #REF! | #REF! | #REF! | #REF! | #REF! | #REF! |  | #REF! |  | #REF! | #REF! | #REF! | #REF! | #REF! | #REF! | #REF! | #REF! | #REF! | #REF! | #REF! | #REF! | #REF! | #REF! | #REF! | #REF! | #REF! | #REF! | #REF! | #REF! | #REF! | #REF! | #REF! | #REF! | #REF! | #REF! | #REF! | #REF! | #REF! | #REF! | #REF! | #REF! | #REF! | #REF! | #REF! | #REF! | #REF! | #REF! | #REF! | #REF! | #REF! | #REF! | #REF! | #REF! | #REF! | #REF! | #REF! | #REF! | #REF! | #REF! | #REF! | #REF! | #REF! | #REF! | #REF! | #REF! | #REF! | #REF! | #REF! | #REF! | #REF! | [10 empty] | 0 | 0 | 0 | 0 | 0 | 0 | 0 |  |  | 0 | 0 | 0 | 0 | 0 | 0 | 0 | 0 | 0 | 0 | 0 | 0 | 0 | 0 | 0 | 0 | 0 | 0 | 0 | 0 | #REF! | #REF! |  | #REF! |  | #REF! | #REF! | #REF! | #REF! | #REF! | #REF! | #REF! | #REF! | #REF! | #REF! | #REF! | #REF! | #REF! | #REF! | #REF! | #REF! | #REF! | #REF! | [10 empty] | Menor o igual que 1,2 | 1
#REF! | #REF! | #REF! | #REF! | #REF! | #REF! | #REF! | #REF! | #REF! | #REF! | #REF! | #REF! | #REF! | #REF! | #REF! | #REF! | #REF! | #REF! | #REF! | #REF! |  | 3 | #REF! |  | #REF! | #REF! | #REF! | #REF! | #REF! | #REF! | #REF! | #REF! | #REF! | #REF! | #REF! | #REF! | #REF! | #REF! | #REF! | #REF! | 50 | #REF! | #REF! | #REF! | #REF! | #REF! | #REF! | #REF! | #REF! | #REF! | #REF! | #REF! | #REF! | #REF! | #REF! | [13 empty] | #REF! |  |  |  |  | 0 |  | #REF! |  | #REF! |  | #REF! | #REF! |  | #REF! | #REF! | #REF! | #REF! | #REF! | #REF! | #REF! | #REF! | #REF! | #REF! | #REF! | #REF! | #REF! | #REF! | 0 | 0 | 0 | #REF! | #REF! | #REF! | #REF! |  |  |  | #REF! | #REF! | #REF! | #REF! | #REF! | #REF! | #REF! |  | #REF! |  | #REF! | #REF! | #REF! | #REF! | #REF! | #REF! | 0 | #REF! | #REF! | #REF! | #REF! | #REF! |  |  | #REF! |  |  |  | #REF! | 0 | 0 |  |  |  |  | #REF! | #REF! | #REF! | #REF! | #REF! | #REF! | #REF! |  | #REF! |  | 0 | #REF! | #REF! | #REF! | #REF! | #REF! | #REF! | #REF! | #REF! | #REF! | #REF! | #REF! | #REF! | #REF! | #REF! | #REF! | #REF! | #REF! | #REF! | [26 empty] | #REF! | #REF! | #REF! | #REF! | #REF! | #REF! | #REF! | #REF! | #REF! | #REF! | #REF! | #REF! | #REF! | #REF! | #REF! | #REF! | [10 empty] | 0 | 0 | 0 | 0 | 0 | 0 | 0 |  |  | 0 | 0 | 0 | 0 | 0 | 0 | 0 | [31 empty] | 0 | 0 | 0 | #REF! | [11 empty] | Menor o igual que 1,2 | 1
#REF! | #REF! | #REF! | #REF! | #REF! | #REF! | #REF! | #REF! | #REF! | #REF! | #REF! | #REF! | #REF! | #REF! | #REF! | #REF! | #REF! | #REF! | #REF! | #REF! | #REF! | 3 | #REF! | #REF! | #REF! | #REF! | #REF! | #REF! | #REF! | #REF! | #REF! | #REF! | #REF! | #REF! | #REF! | #REF! | #REF! | #REF! | #REF! | #REF! | 50 | #REF! | #REF! | #REF! | #REF! | #REF! | #REF! | #REF! | #REF! | #REF! | #REF! | #REF! | #REF! | #REF! | #REF! |  |  | #REF! | #REF! |  | 20 | #REF! |  | #REF! | #REF! | #REF! | #REF! | #REF! | #REF! | #REF! | #REF! | #REF! | #REF! | #REF! | #REF! | #REF! | #REF! | #REF! | #REF! | #REF! | #REF! | #REF! | #REF! | #REF! | #REF! | #REF! | #REF! | #REF! | #REF! | #REF! | #REF! | #REF! | #REF! | #REF! | #REF! | #REF! | #REF! | #REF! | #REF! | #REF! | #REF! | #REF! | #REF! |  |  |  | #REF! | #REF! | #REF! | #REF! | #REF! | #REF! | #REF! |  | #REF! |  | #REF! | #REF! | #REF! | #REF! | #REF! | #REF! | #REF! | #REF! | #REF! | #REF! | #REF! | #REF! |  |  | #REF! |  |  |  | #REF! | 0 | 0 |  |  |  |  | #REF! | #REF! | #REF! | #REF! | #REF! | #REF! | #REF! |  | #REF! |  | #REF! | #REF! | #REF! | #REF! | #REF! | #REF! | #REF! | #REF! | #REF! | #REF! | #REF! | #REF! | #REF! | #REF! | #REF! | #REF! | #REF! | #REF! | #REF! | #REF! | #REF! | #REF! | #REF! | #REF! | #REF! | #REF! | #REF! | #REF! | #REF! | #REF! | #REF! | #REF! | #REF! | #REF! | #REF! | #REF! | #REF! | #REF! | #REF! | #REF! | #REF! | #REF! | #REF! | #REF! | #REF! | #REF! | #REF! | #REF! | #REF! | #REF! | #REF! | #REF! | #REF! | #REF! | #REF! | #REF! | #REF! | #REF! | #REF! | #REF! | #REF! | [10 empty] | 0 | 0 | 0 | 0 | 0 | 0 | 0 |  |  | 0 | 0 | 0 | 0 | 0 | 0 | 0 | 0 | 0 | 0 | 0 | 0 | 0 | 0 | 0 | 0 | 0 | 0 | 0 | 0 | #REF! | #REF! |  | #REF! |  | #REF! | #REF! | #REF! | #REF! | #REF! | #REF! | #REF! | #REF! | #REF! | #REF! | #REF! | #REF! | #REF! | #REF! | #REF! | #REF! | #REF! | #REF! | [10 empty] | Menor o igual que 1,2 | 1
#REF! | #REF! | #REF! | #REF! | #REF! | #REF! | #REF! | #REF! | #REF! | #REF! | #REF! | #REF! | #REF! | #REF! | #REF! | #REF! | #REF! | #REF! | #REF! | #REF! | #REF! | 3 | #REF! | #REF! | #REF! | #REF! | #REF! | #REF! | #REF! | #REF! | #REF! | #REF! | #REF! | #REF! | #REF! | #REF! | #REF! | #REF! | #REF! | #REF! | 50 | #REF! | #REF! | #REF! | #REF! | #REF! | #REF! | #REF! | #REF! | #REF! | #REF! | #REF! | #REF! | #REF! | #REF! |  |  | #REF! | #REF! |  | 20 | #REF! |  | #REF! | #REF! | #REF! | #REF! | #REF! | #REF! | #REF! | #REF! | #REF! | #REF! | #REF! | #REF! | #REF! | #REF! | #REF! | #REF! | #REF! | #REF! | #REF! | #REF! | #REF! | #REF! | #REF! | #REF! | #REF! | #REF! | #REF! | #REF! | #REF! | #REF! | #REF! | #REF! | #REF! | #REF! | #REF! | #REF! | #REF! | #REF! | #REF! | #REF! |  |  |  | #REF! | #REF! | #REF! | #REF! | #REF! | #REF! | #REF! |  | #REF! |  | #REF! | #REF! | #REF! | #REF! | #REF! | #REF! | #REF! | #REF! | #REF! | #REF! | #REF! | #REF! |  |  | #REF! |  |  |  | #REF! | 0 | 0 |  |  |  |  | #REF! | #REF! | #REF! | #REF! | #REF! | #REF! | #REF! |  | #REF! |  | #REF! | #REF! | #REF! | #REF! | #REF! | #REF! | #REF! | #REF! | #REF! | #REF! | #REF! | #REF! | #REF! | #REF! | #REF! | #REF! | #REF! | #REF! | #REF! | #REF! | #REF! | #REF! | #REF! | #REF! | #REF! | #REF! | #REF! | #REF! | #REF! | #REF! | #REF! | #REF! | #REF! | #REF! | #REF! | #REF! | #REF! | #REF! | #REF! | #REF! | #REF! | #REF! | #REF! | #REF! | #REF! | #REF! | #REF! | #REF! | #REF! | #REF! | #REF! | #REF! | #REF! | #REF! | #REF! | #REF! | #REF! | #REF! | #REF! | #REF! | #REF! | [10 empty] | 0 | 0 | 0 | 0 | 0 | 0 | 0 |  |  | 0 | 0 | 0 | 0 | 0 | 0 | 0 | 0 | 0 | 0 | 0 | 0 | 0 | 0 | 0 | 0 | 0 | 0 | 0 | 0 | #REF! | #REF! |  | #REF! |  | #REF! | #REF! | #REF! | #REF! | #REF! | #REF! | #REF! | #REF! | #REF! | #REF! | #REF! | #REF! | #REF! | #REF! | #REF! | #REF! | #REF! | #REF! | [10 empty] | Menor o igual que 1,2 | 1
#REF! | #REF! | #REF! | #REF! | #REF! | #REF! | #REF! | #REF! | #REF! | #REF! | #REF! | #REF! | #REF! | #REF! | #REF! | #REF! | #REF! | #REF! | #REF! | #REF! |  | 3 | #REF! |  | #REF! | #REF! | #REF! | #REF! | #REF! | #REF! | #REF! | #REF! | #REF! | #REF! | #REF! | #REF! | #REF! | #REF! | #REF! | #REF! | 50 | #REF! | #REF! | #REF! | #REF! | #REF! | #REF! | #REF! | #REF! | #REF! | #REF! | #REF! | #REF! | #REF! | #REF! | [13 empty] | #REF! |  |  |  |  | 0 |  | #REF! |  | #REF! |  | #REF! | #REF! |  | #REF! | #REF! | #REF! | #REF! | #REF! | #REF! | #REF! | #REF! | #REF! | #REF! | #REF! | #REF! | #REF! | #REF! | 0 | 0 | 0 | #REF! | #REF! | #REF! | #REF! |  |  |  | #REF! | #REF! | #REF! | #REF! | #REF! | #REF! | #REF! |  | #REF! |  | #REF! | #REF! | #REF! | #REF! | #REF! | #REF! | 0 | #REF! | #REF! | #REF! | #REF! | #REF! |  |  | #REF! |  |  |  | #REF! | 0 | 0 |  |  |  |  | #REF! | #REF! | #REF! | #REF! | #REF! | #REF! | #REF! |  | #REF! |  | 0 | #REF! | #REF! | #REF! | #REF! | #REF! | #REF! | #REF! | #REF! | #REF! | #REF! | #REF! | #REF! | #REF! | #REF! | #REF! | #REF! | #REF! | #REF! | [26 empty] | #REF! | #REF! | #REF! | #REF! | #REF! | #REF! | #REF! | #REF! | #REF! | #REF! | #REF! | #REF! | #REF! | #REF! | #REF! | #REF! | [10 empty] | 0 | 0 | 0 | 0 | 0 | 0 | 0 |  |  | 0 | 0 | 0 | 0 | 0 | 0 | 0 | [31 empty] | 0 | 0 | 0 | #REF! | [11 empty] | Menor o igual que 1,2 | 1
#REF! | #REF! | #REF! | #REF! | #REF! | #REF! | #REF! | #REF! | #REF! | #REF! | #REF! | #REF! | #REF! | #REF! | #REF! | #REF! | #REF! | #REF! | #REF! | #REF! | #REF! | 3 | #REF! | #REF! | #REF! | #REF! | #REF! | #REF! | #REF! | #REF! | #REF! | #REF! | #REF! | #REF! | #REF! | #REF! | #REF! | #REF! | #REF! | #REF! | 50 | #REF! | #REF! | #REF! | #REF! | #REF! | #REF! | #REF! | #REF! | #REF! | #REF! | #REF! | #REF! | #REF! | #REF! |  |  | #REF! | #REF! |  | 20 | #REF! |  | #REF! | #REF! | #REF! | #REF! | #REF! | #REF! | #REF! | #REF! | #REF! | #REF! | #REF! | #REF! | #REF! | #REF! | #REF! | #REF! | #REF! | #REF! | #REF! | #REF! | #REF! | #REF! | #REF! | #REF! | #REF! | #REF! | #REF! | #REF! | #REF! | #REF! | #REF! | #REF! | #REF! | #REF! | #REF! | #REF! | #REF! | #REF! | #REF! | #REF! |  |  |  | #REF! | #REF! | #REF! | #REF! | #REF! | #REF! | #REF! |  | #REF! |  | #REF! | #REF! | #REF! | #REF! | #REF! | #REF! | #REF! | #REF! | #REF! | #REF! | #REF! | #REF! |  |  | #REF! |  |  |  | #REF! | 0 | 0 |  |  |  |  | #REF! | #REF! | #REF! | #REF! | #REF! | #REF! | #REF! |  | #REF! |  | #REF! | #REF! | #REF! | #REF! | #REF! | #REF! | #REF! | #REF! | #REF! | #REF! | #REF! | #REF! | #REF! | #REF! | #REF! | #REF! | #REF! | #REF! | #REF! | #REF! | #REF! | #REF! | #REF! | #REF! | #REF! | #REF! | #REF! | #REF! | #REF! | #REF! | #REF! | #REF! | #REF! | #REF! | #REF! | #REF! | #REF! | #REF! | #REF! | #REF! | #REF! | #REF! | #REF! | #REF! | #REF! | #REF! | #REF! | #REF! | #REF! | #REF! | #REF! | #REF! | #REF! | #REF! | #REF! | #REF! | #REF! | #REF! | #REF! | #REF! | #REF! | [10 empty] | 0 | 0 | 0 | 0 | 0 | 0 | 0 |  |  | 0 | 0 | 0 | 0 | 0 | 0 | 0 | 0 | 0 | 0 | 0 | 0 | 0 | 0 | 0 | 0 | 0 | 0 | 0 | 0 | #REF! | #REF! |  | #REF! |  | #REF! | #REF! | #REF! | #REF! | #REF! | #REF! | #REF! | #REF! | #REF! | #REF! | #REF! | #REF! | #REF! | #REF! | #REF! | #REF! | #REF! | #REF! | [10 empty] | Menor o igual que 1,2 | 1
#REF! | #REF! | #REF! | #REF! | #REF! | #REF! | #REF! | #REF! | #REF! | #REF! | #REF! | #REF! | #REF! | #REF! | #REF! | #REF! | #REF! | #REF! | #REF! | #REF! | #REF! | 3 | #REF! | #REF! | #REF! | #REF! | #REF! | #REF! | #REF! | #REF! | #REF! | #REF! | #REF! | #REF! | #REF! | #REF! | #REF! | #REF! | #REF! | #REF! | 50 | #REF! | #REF! | #REF! | #REF! | #REF! | #REF! | #REF! | #REF! | #REF! | #REF! | #REF! | #REF! | #REF! | #REF! |  |  | #REF! | #REF! |  | 20 | #REF! |  | #REF! | #REF! | #REF! | #REF! | #REF! | #REF! | #REF! | #REF! | #REF! | #REF! | #REF! | #REF! | #REF! | #REF! | #REF! | #REF! | #REF! | #REF! | #REF! | #REF! | #REF! | #REF! | #REF! | #REF! | #REF! | #REF! | #REF! | #REF! | #REF! | #REF! | #REF! | #REF! | #REF! | #REF! | #REF! | #REF! | #REF! | #REF! | #REF! | #REF! |  |  |  | #REF! | #REF! | #REF! | #REF! | #REF! | #REF! | #REF! |  | #REF! |  | #REF! | #REF! | #REF! | #REF! | #REF! | #REF! | #REF! | #REF! | #REF! | #REF! | #REF! | #REF! |  |  | #REF! |  |  |  | #REF! | 0 | 0 |  |  |  |  | #REF! | #REF! | #REF! | #REF! | #REF! | #REF! | #REF! |  | #REF! |  | #REF! | #REF! | #REF! | #REF! | #REF! | #REF! | #REF! | #REF! | #REF! | #REF! | #REF! | #REF! | #REF! | #REF! | #REF! | #REF! | #REF! | #REF! | #REF! | #REF! | #REF! | #REF! | #REF! | #REF! | #REF! | #REF! | #REF! | #REF! | #REF! | #REF! | #REF! | #REF! | #REF! | #REF! | #REF! | #REF! | #REF! | #REF! | #REF! | #REF! | #REF! | #REF! | #REF! | #REF! | #REF! | #REF! | #REF! | #REF! | #REF! | #REF! | #REF! | #REF! | #REF! | #REF! | #REF! | #REF! | #REF! | #REF! | #REF! | #REF! | #REF! | [10 empty] | 0 | 0 | 0 | 0 | 0 | 0 | 0 |  |  | 0 | 0 | 0 | 0 | 0 | 0 | 0 | 0 | 0 | 0 | 0 | 0 | 0 | 0 | 0 | 0 | 0 | 0 | 0 | 0 | #REF! | #REF! |  | #REF! |  | #REF! | #REF! | #REF! | #REF! | #REF! | #REF! | #REF! | #REF! | #REF! | #REF! | #REF! | #REF! | #REF! | #REF! | #REF! | #REF! | #REF! | #REF! | [10 empty] | Menor o igual que 1,2 | 1
#REF! | #REF! | #REF! | #REF! | #REF! | #REF! | #REF! | #REF! | #REF! | #REF! | #REF! | #REF! | #REF! | #REF! | #REF! | #REF! | #REF! | #REF! | #REF! | #REF! |  | 3 | #REF! |  | #REF! | #REF! | #REF! | #REF! | #REF! | #REF! | #REF! | #REF! | #REF! | #REF! | #REF! | #REF! | #REF! | #REF! | #REF! | #REF! | 50 | #REF! | #REF! | #REF! | #REF! | #REF! | #REF! | #REF! | #REF! | #REF! | #REF! | #REF! | #REF! | #REF! | #REF! | [13 empty] | #REF! |  |  |  |  | 0 |  | #REF! |  | #REF! |  | #REF! | #REF! |  | #REF! | #REF! | #REF! | #REF! | #REF! | #REF! | #REF! | #REF! | #REF! | #REF! | #REF! | #REF! | #REF! | #REF! | 0 | 0 | 0 | #REF! | #REF! | #REF! | #REF! |  |  |  | #REF! | #REF! | #REF! | #REF! | #REF! | #REF! | #REF! |  | #REF! |  | #REF! | #REF! | #REF! | #REF! | #REF! | #REF! | 0 | #REF! | #REF! | #REF! | #REF! | #REF! |  |  | #REF! |  |  |  | #REF! | 0 | 0 |  |  |  |  | #REF! | #REF! | #REF! | #REF! | #REF! | #REF! | #REF! |  | #REF! |  | 0 | #REF! | #REF! | #REF! | #REF! | #REF! | #REF! | #REF! | #REF! | #REF! | #REF! | #REF! | #REF! | #REF! | #REF! | #REF! | #REF! | #REF! | #REF! | [26 empty] | #REF! | #REF! | #REF! | #REF! | #REF! | #REF! | #REF! | #REF! | #REF! | #REF! | #REF! | #REF! | #REF! | #REF! | #REF! | #REF! | [10 empty] | 0 | 0 | 0 | 0 | 0 | 0 | 0 |  |  | 0 | 0 | 0 | 0 | 0 | 0 | 0 | [31 empty] | 0 | 0 | 0 | #REF! | [11 empty] | Menor o igual que 1,2 | 1
#REF! | #REF! | #REF! | #REF! | #REF! | #REF! | #REF! | #REF! | #REF! | #REF! | #REF! | #REF! | #REF! | #REF! | #REF! | #REF! | #REF! | #REF! | #REF! | #REF! | #REF! | 3 | #REF! | #REF! | #REF! | #REF! | #REF! | #REF! | #REF! | #REF! | #REF! | #REF! | #REF! | #REF! | #REF! | #REF! | #REF! | #REF! | #REF! | #REF! | 50 | #REF! | #REF! | #REF! | #REF! | #REF! | #REF! | #REF! | #REF! | #REF! | #REF! | #REF! | #REF! | #REF! | #REF! |  |  | #REF! | #REF! |  | 20 | #REF! |  | #REF! | #REF! | #REF! | #REF! | #REF! | #REF! | #REF! | #REF! | #REF! | #REF! | #REF! | #REF! | #REF! | #REF! | #REF! | #REF! | #REF! | #REF! | #REF! | #REF! | #REF! | #REF! | #REF! | #REF! | #REF! | #REF! | #REF! | #REF! | #REF! | #REF! | #REF! | #REF! | #REF! | #REF! | #REF! | #REF! | #REF! | #REF! | #REF! | #REF! |  |  |  | #REF! | #REF! | #REF! | #REF! | #REF! | #REF! | #REF! |  | #REF! |  | #REF! | #REF! | #REF! | #REF! | #REF! | #REF! | #REF! | #REF! | #REF! | #REF! | #REF! | #REF! |  |  | #REF! |  |  |  | #REF! | 0 | 0 |  |  |  |  | #REF! | #REF! | #REF! | #REF! | #REF! | #REF! | #REF! |  | #REF! |  | #REF! | #REF! | #REF! | #REF! | #REF! | #REF! | #REF! | #REF! | #REF! | #REF! | #REF! | #REF! | #REF! | #REF! | #REF! | #REF! | #REF! | #REF! | #REF! | #REF! | #REF! | #REF! | #REF! | #REF! | #REF! | #REF! | #REF! | #REF! | #REF! | #REF! | #REF! | #REF! | #REF! | #REF! | #REF! | #REF! | #REF! | #REF! | #REF! | #REF! | #REF! | #REF! | #REF! | #REF! | #REF! | #REF! | #REF! | #REF! | #REF! | #REF! | #REF! | #REF! | #REF! | #REF! | #REF! | #REF! | #REF! | #REF! | #REF! | #REF! | #REF! | [10 empty] | 0 | 0 | 0 | 0 | 0 | 0 | 0 |  |  | 0 | 0 | 0 | 0 | 0 | 0 | 0 | 0 | 0 | 0 | 0 | 0 | 0 | 0 | 0 | 0 | 0 | 0 | 0 | 0 | #REF! | #REF! |  | #REF! |  | #REF! | #REF! | #REF! | #REF! | #REF! | #REF! | #REF! | #REF! | #REF! | #REF! | #REF! | #REF! | #REF! | #REF! | #REF! | #REF! | #REF! | #REF! | [10 empty] | Menor o igual que 1,2 | 1
#REF! | #REF! | #REF! | #REF! | #REF! | #REF! | #REF! | #REF! | #REF! | #REF! | #REF! | #REF! | #REF! | #REF! | #REF! | #REF! | #REF! | #REF! | #REF! | #REF! | #REF! | 3 | #REF! | #REF! | #REF! | #REF! | #REF! | #REF! | #REF! | #REF! | #REF! | #REF! | #REF! | #REF! | #REF! | #REF! | #REF! | #REF! | #REF! | #REF! | 50 | #REF! | #REF! | #REF! | #REF! | #REF! | #REF! | #REF! | #REF! | #REF! | #REF! | #REF! | #REF! | #REF! | #REF! |  |  | #REF! | #REF! |  | 20 | #REF! |  | #REF! | #REF! | #REF! | #REF! | #REF! | #REF! | #REF! | #REF! | #REF! | #REF! | #REF! | #REF! | #REF! | #REF! | #REF! | #REF! | #REF! | #REF! | #REF! | #REF! | #REF! | #REF! | #REF! | #REF! | #REF! | #REF! | #REF! | #REF! | #REF! | #REF! | #REF! | #REF! | #REF! | #REF! | #REF! | #REF! | #REF! | #REF! | #REF! | #REF! |  |  |  | #REF! | #REF! | #REF! | #REF! | #REF! | #REF! | #REF! |  | #REF! |  | #REF! | #REF! | #REF! | #REF! | #REF! | #REF! | #REF! | #REF! | #REF! | #REF! | #REF! | #REF! |  |  | #REF! |  |  |  | #REF! | 0 | 0 |  |  |  |  | #REF! | #REF! | #REF! | #REF! | #REF! | #REF! | #REF! |  | #REF! |  | #REF! | #REF! | #REF! | #REF! | #REF! | #REF! | #REF! | #REF! | #REF! | #REF! | #REF! | #REF! | #REF! | #REF! | #REF! | #REF! | #REF! | #REF! | #REF! | #REF! | #REF! | #REF! | #REF! | #REF! | #REF! | #REF! | #REF! | #REF! | #REF! | #REF! | #REF! | #REF! | #REF! | #REF! | #REF! | #REF! | #REF! | #REF! | #REF! | #REF! | #REF! | #REF! | #REF! | #REF! | #REF! | #REF! | #REF! | #REF! | #REF! | #REF! | #REF! | #REF! | #REF! | #REF! | #REF! | #REF! | #REF! | #REF! | #REF! | #REF! | #REF! | [10 empty] | 0 | 0 | 0 | 0 | 0 | 0 | 0 |  |  | 0 | 0 | 0 | 0 | 0 | 0 | 0 | 0 | 0 | 0 | 0 | 0 | 0 | 0 | 0 | 0 | 0 | 0 | 0 | 0 | #REF! | #REF! |  | #REF! |  | #REF! | #REF! | #REF! | #REF! | #REF! | #REF! | #REF! | #REF! | #REF! | #REF! | #REF! | #REF! | #REF! | #REF! | #REF! | #REF! | #REF! | #REF! | [10 empty] | Menor o igual que 1,2 | 1
#REF! | #REF! | #REF! | #REF! | #REF! | #REF! | #REF! | #REF! | #REF! | #REF! | #REF! | #REF! | #REF! | #REF! | #REF! | #REF! | #REF! | #REF! | #REF! | #REF! | #REF! | 3 | #REF! | #REF! | #REF! | #REF! | #REF! | #REF! | #REF! | #REF! | #REF! | #REF! | #REF! | #REF! | #REF! | #REF! | #REF! | #REF! | #REF! | #REF! | 50 | #REF! | #REF! | #REF! | #REF! | #REF! | #REF! | #REF! | #REF! | #REF! | #REF! | #REF! | #REF! | #REF! | #REF! |  |  | #REF! | #REF! |  | 20 | #REF! |  | #REF! | #REF! | #REF! | #REF! | #REF! | #REF! | #REF! | #REF! | #REF! | #REF! | #REF! | #REF! | #REF! | #REF! | #REF! | #REF! | #REF! | #REF! | #REF! | #REF! | #REF! | #REF! | #REF! | #REF! | #REF! | #REF! | #REF! | #REF! | #REF! | #REF! | #REF! | #REF! | #REF! | #REF! | #REF! | #REF! | #REF! | #REF! | #REF! | #REF! |  |  |  | #REF! | #REF! | #REF! | #REF! | #REF! | #REF! | #REF! |  | #REF! |  | #REF! | #REF! | #REF! | #REF! | #REF! | #REF! | #REF! | #REF! | #REF! | #REF! | #REF! | #REF! |  |  | #REF! |  |  |  | #REF! | 0 | 0 |  |  |  |  | #REF! | #REF! | #REF! | #REF! | #REF! | #REF! | #REF! |  | #REF! |  | #REF! | #REF! | #REF! | #REF! | #REF! | #REF! | #REF! | #REF! | #REF! | #REF! | #REF! | #REF! | #REF! | #REF! | #REF! | #REF! | #REF! | #REF! | #REF! | #REF! | #REF! | #REF! | #REF! | #REF! | #REF! | #REF! | #REF! | #REF! | #REF! | #REF! | #REF! | #REF! | #REF! | #REF! | #REF! | #REF! | #REF! | #REF! | #REF! | #REF! | #REF! | #REF! | #REF! | #REF! | #REF! | #REF! | #REF! | #REF! | #REF! | #REF! | #REF! | #REF! | #REF! | #REF! | #REF! | #REF! | #REF! | #REF! | #REF! | #REF! | #REF! | [10 empty] | 0 | 0 | 0 | 0 | 0 | 0 | 0 |  |  | 0 | 0 | 0 | 0 | 0 | 0 | 0 | 0 | 0 | 0 | 0 | 0 | 0 | 0 | 0 | 0 | 0 | 0 | 0 | 0 | #REF! | #REF! |  | #REF! |  | #REF! | #REF! | #REF! | #REF! | #REF! | #REF! | #REF! | #REF! | #REF! | #REF! | #REF! | #REF! | #REF! | #REF! | #REF! | #REF! | #REF! | #REF! | [10 empty] | Menor o igual que 1,2 | 1
#REF! | #REF! | #REF! | #REF! | #REF! | #REF! | #REF! | #REF! | #REF! | #REF! | #REF! | #REF! | #REF! | #REF! | #REF! | #REF! | #REF! | #REF! | #REF! | #REF! | #REF! | 3 | #REF! | #REF! | #REF! | #REF! | #REF! | #REF! | #REF! | #REF! | #REF! | #REF! | #REF! | #REF! | #REF! | #REF! | #REF! | #REF! | #REF! | #REF! | 50 | #REF! | #REF! | #REF! | #REF! | #REF! | #REF! | #REF! | #REF! | #REF! | #REF! | #REF! | #REF! | #REF! | #REF! |  |  | #REF! | #REF! |  | 20 | #REF! |  | #REF! | #REF! | #REF! | #REF! | #REF! | #REF! | #REF! | #REF! | #REF! | #REF! | #REF! | #REF! | #REF! | #REF! | #REF! | #REF! | #REF! | #REF! | #REF! | #REF! | #REF! | #REF! | #REF! | #REF! | #REF! | #REF! | #REF! | #REF! | #REF! | #REF! | #REF! | #REF! | #REF! | #REF! | #REF! | #REF! | #REF! | #REF! | #REF! | #REF! |  |  |  | #REF! | #REF! | #REF! | #REF! | #REF! | #REF! | #REF! |  | #REF! |  | #REF! | #REF! | #REF! | #REF! | #REF! | #REF! | #REF! | #REF! | #REF! | #REF! | #REF! | #REF! |  |  | #REF! |  |  |  | #REF! | 0 | 0 |  |  |  |  | #REF! | #REF! | #REF! | #REF! | #REF! | #REF! | #REF! |  | #REF! |  | #REF! | #REF! | #REF! | #REF! | #REF! | #REF! | #REF! | #REF! | #REF! | #REF! | #REF! | #REF! | #REF! | #REF! | #REF! | #REF! | #REF! | #REF! | #REF! | #REF! | #REF! | #REF! | #REF! | #REF! | #REF! | #REF! | #REF! | #REF! | #REF! | #REF! | #REF! | #REF! | #REF! | #REF! | #REF! | #REF! | #REF! | #REF! | #REF! | #REF! | #REF! | #REF! | #REF! | #REF! | #REF! | #REF! | #REF! | #REF! | #REF! | #REF! | #REF! | #REF! | #REF! | #REF! | #REF! | #REF! | #REF! | #REF! | #REF! | #REF! | #REF! | [10 empty] | 0 | 0 | 0 | 0 | 0 | 0 | 0 |  |  | 0 | 0 | 0 | 0 | 0 | 0 | 0 | 0 | 0 | 0 | 0 | 0 | 0 | 0 | 0 | 0 | 0 | 0 | 0 | 0 | #REF! | #REF! |  | #REF! |  | #REF! | #REF! | #REF! | #REF! | #REF! | #REF! | #REF! | #REF! | #REF! | #REF! | #REF! | #REF! | #REF! | #REF! | #REF! | #REF! | #REF! | #REF! | [10 empty] | Menor o igual que 1,2 | 1
#REF! | #REF! | #REF! | #REF! | #REF! | #REF! | #REF! | #REF! | #REF! | #REF! | #REF! | #REF! | #REF! | #REF! | #REF! | #REF! | #REF! | #REF! | #REF! | #REF! | #REF! | 3 | #REF! | #REF! | #REF! | #REF! | #REF! | #REF! | #REF! | #REF! | #REF! | #REF! | #REF! | #REF! | #REF! | #REF! | #REF! | #REF! | #REF! | #REF! | 50 | #REF! | #REF! | #REF! | #REF! | #REF! | #REF! | #REF! | #REF! | #REF! | #REF! | #REF! | #REF! | #REF! | #REF! |  |  | #REF! | #REF! |  | 20 | #REF! |  | #REF! | #REF! | #REF! | #REF! | #REF! | #REF! | #REF! | #REF! | #REF! | #REF! | #REF! | #REF! | #REF! | #REF! | #REF! | #REF! | #REF! | #REF! | #REF! | #REF! | #REF! | #REF! | #REF! | #REF! | #REF! | #REF! | #REF! | #REF! | #REF! | #REF! | #REF! | #REF! | #REF! | #REF! | #REF! | #REF! | #REF! | #REF! | #REF! | #REF! |  |  |  | #REF! | #REF! | #REF! | #REF! | #REF! | #REF! | #REF! |  | #REF! |  | #REF! | #REF! | #REF! | #REF! | #REF! | #REF! | #REF! | #REF! | #REF! | #REF! | #REF! | #REF! |  |  | #REF! |  |  |  | #REF! | 0 | 0 |  |  |  |  | #REF! | #REF! | #REF! | #REF! | #REF! | #REF! | #REF! |  | #REF! |  | #REF! | #REF! | #REF! | #REF! | #REF! | #REF! | #REF! | #REF! | #REF! | #REF! | #REF! | #REF! | #REF! | #REF! | #REF! | #REF! | #REF! | #REF! | #REF! | #REF! | #REF! | #REF! | #REF! | #REF! | #REF! | #REF! | #REF! | #REF! | #REF! | #REF! | #REF! | #REF! | #REF! | #REF! | #REF! | #REF! | #REF! | #REF! | #REF! | #REF! | #REF! | #REF! | #REF! | #REF! | #REF! | #REF! | #REF! | #REF! | #REF! | #REF! | #REF! | #REF! | #REF! | #REF! | #REF! | #REF! | #REF! | #REF! | #REF! | #REF! | #REF! | [10 empty] | 0 | 0 | 0 | 0 | 0 | 0 | 0 |  |  | 0 | 0 | 0 | 0 | 0 | 0 | 0 | 0 | 0 | 0 | 0 | 0 | 0 | 0 | 0 | 0 | 0 | 0 | 0 | 0 | #REF! | #REF! |  | #REF! |  | #REF! | #REF! | #REF! | #REF! | #REF! | #REF! | #REF! | #REF! | #REF! | #REF! | #REF! | #REF! | #REF! | #REF! | #REF! | #REF! | #REF! | #REF! | [10 empty] | Menor o igual que 1,2 | 1
#REF! | #REF! | #REF! | #REF! | #REF! | #REF! | #REF! | #REF! | #REF! | #REF! | #REF! | #REF! | #REF! | #REF! | #REF! | #REF! | #REF! | #REF! | #REF! | #REF! | #REF! | 3 | #REF! | #REF! | #REF! | #REF! | #REF! | #REF! | #REF! | #REF! | #REF! | #REF! | #REF! | #REF! | #REF! | #REF! | #REF! | #REF! | #REF! | #REF! | 50 | #REF! | #REF! | #REF! | #REF! | #REF! | #REF! | #REF! | #REF! | #REF! | #REF! | #REF! | #REF! | #REF! | #REF! |  |  | #REF! | #REF! |  | 20 | #REF! |  | #REF! | #REF! | #REF! | #REF! | #REF! | #REF! | #REF! | #REF! | #REF! | #REF! | #REF! | #REF! | #REF! | #REF! | #REF! | #REF! | #REF! | #REF! | #REF! | #REF! | #REF! | #REF! | #REF! | #REF! | #REF! | #REF! | #REF! | #REF! | #REF! | #REF! | #REF! | #REF! | #REF! | #REF! | #REF! | #REF! | #REF! | #REF! | #REF! | #REF! |  |  |  | #REF! | #REF! | #REF! | #REF! | #REF! | #REF! | #REF! |  | #REF! |  | #REF! | #REF! | #REF! | #REF! | #REF! | #REF! | #REF! | #REF! | #REF! | #REF! | #REF! | #REF! |  |  | #REF! |  |  |  | #REF! | 0 | 0 |  |  |  |  | #REF! | #REF! | #REF! | #REF! | #REF! | #REF! | #REF! |  | #REF! |  | #REF! | #REF! | #REF! | #REF! | #REF! | #REF! | #REF! | #REF! | #REF! | #REF! | #REF! | #REF! | #REF! | #REF! | #REF! | #REF! | #REF! | #REF! | #REF! | #REF! | #REF! | #REF! | #REF! | #REF! | #REF! | #REF! | #REF! | #REF! | #REF! | #REF! | #REF! | #REF! | #REF! | #REF! | #REF! | #REF! | #REF! | #REF! | #REF! | #REF! | #REF! | #REF! | #REF! | #REF! | #REF! | #REF! | #REF! | #REF! | #REF! | #REF! | #REF! | #REF! | #REF! | #REF! | #REF! | #REF! | #REF! | #REF! | #REF! | #REF! | #REF! | [10 empty] | 0 | 0 | 0 | 0 | 0 | 0 | 0 |  |  | 0 | 0 | 0 | 0 | 0 | 0 | 0 | 0 | 0 | 0 | 0 | 0 | 0 | 0 | 0 | 0 | 0 | 0 | 0 | 0 | #REF! | #REF! |  | #REF! |  | #REF! | #REF! | #REF! | #REF! | #REF! | #REF! | #REF! | #REF! | #REF! | #REF! | #REF! | #REF! | #REF! | #REF! | #REF! | #REF! | #REF! | #REF! | [10 empty] | Menor o igual que 1,2 | 1
#REF! | #REF! | #REF! | #REF! | #REF! | #REF! | #REF! | #REF! | #REF! | #REF! | #REF! | #REF! | #REF! | #REF! | #REF! | #REF! | #REF! | #REF! | #REF! | #REF! | #REF! | 3 | #REF! | #REF! | #REF! | #REF! | #REF! | #REF! | #REF! | #REF! | #REF! | #REF! | #REF! | #REF! | #REF! | #REF! | #REF! | #REF! | #REF! | #REF! | 50 | #REF! | #REF! | #REF! | #REF! | #REF! | #REF! | #REF! | #REF! | #REF! | #REF! | #REF! | #REF! | #REF! | #REF! |  |  | #REF! | #REF! |  | 20 | #REF! |  | #REF! | #REF! | #REF! | #REF! | #REF! | #REF! | #REF! | #REF! | #REF! | #REF! | #REF! | #REF! | #REF! | #REF! | #REF! | #REF! | #REF! | #REF! | #REF! | #REF! | #REF! | #REF! | #REF! | #REF! | #REF! | #REF! | #REF! | #REF! | #REF! | #REF! | #REF! | #REF! | #REF! | #REF! | #REF! | #REF! | #REF! | #REF! | #REF! | #REF! |  |  |  | #REF! | #REF! | #REF! | #REF! | #REF! | #REF! | #REF! |  | #REF! |  | #REF! | #REF! | #REF! | #REF! | #REF! | #REF! | #REF! | #REF! | #REF! | #REF! | #REF! | #REF! |  |  | #REF! |  |  |  | #REF! | 0 | 0 |  |  |  |  | #REF! | #REF! | #REF! | #REF! | #REF! | #REF! | #REF! |  | #REF! |  | #REF! | #REF! | #REF! | #REF! | #REF! | #REF! | #REF! | #REF! | #REF! | #REF! | #REF! | #REF! | #REF! | #REF! | #REF! | #REF! | #REF! | #REF! | #REF! | #REF! | #REF! | #REF! | #REF! | #REF! | #REF! | #REF! | #REF! | #REF! | #REF! | #REF! | #REF! | #REF! | #REF! | #REF! | #REF! | #REF! | #REF! | #REF! | #REF! | #REF! | #REF! | #REF! | #REF! | #REF! | #REF! | #REF! | #REF! | #REF! | #REF! | #REF! | #REF! | #REF! | #REF! | #REF! | #REF! | #REF! | #REF! | #REF! | #REF! | #REF! | #REF! | [10 empty] | 0 | 0 | 0 | 0 | 0 | 0 | 0 |  |  | 0 | 0 | 0 | 0 | 0 | 0 | 0 | 0 | 0 | 0 | 0 | 0 | 0 | 0 | 0 | 0 | 0 | 0 | 0 | 0 | #REF! | #REF! |  | #REF! |  | #REF! | #REF! | #REF! | #REF! | #REF! | #REF! | #REF! | #REF! | #REF! | #REF! | #REF! | #REF! | #REF! | #REF! | #REF! | #REF! | #REF! | #REF! | [10 empty] | Menor o igual que 1,2 | 1
#REF! | #REF! | #REF! | #REF! | #REF! | #REF! | #REF! | #REF! | #REF! | #REF! | #REF! | #REF! | #REF! | #REF! | #REF! | #REF! | #REF! | #REF! | #REF! | #REF! | #REF! | 3 | #REF! | #REF! | #REF! | #REF! | #REF! | #REF! | #REF! | #REF! | #REF! | #REF! | #REF! | #REF! | #REF! | #REF! | #REF! | #REF! | #REF! | #REF! | 50 | #REF! | #REF! | #REF! | #REF! | #REF! | #REF! | #REF! | #REF! | #REF! | #REF! | #REF! | #REF! | #REF! | #REF! |  |  | #REF! | #REF! |  | 20 | #REF! |  | #REF! | #REF! | #REF! | #REF! | #REF! | #REF! | #REF! | #REF! | #REF! | #REF! | #REF! | #REF! | #REF! | #REF! | #REF! | #REF! | #REF! | #REF! | #REF! | #REF! | #REF! | #REF! | #REF! | #REF! | #REF! | #REF! | #REF! | #REF! | #REF! | #REF! | #REF! | #REF! | #REF! | #REF! | #REF! | #REF! | #REF! | #REF! | #REF! | #REF! |  |  |  | #REF! | #REF! | #REF! | #REF! | #REF! | #REF! | #REF! |  | #REF! |  | #REF! | #REF! | #REF! | #REF! | #REF! | #REF! | #REF! | #REF! | #REF! | #REF! | #REF! | #REF! |  |  | #REF! |  |  |  | #REF! | 0 | 0 |  |  |  |  | #REF! | #REF! | #REF! | #REF! | #REF! | #REF! | #REF! |  | #REF! |  | #REF! | #REF! | #REF! | #REF! | #REF! | #REF! | #REF! | #REF! | #REF! | #REF! | #REF! | #REF! | #REF! | #REF! | #REF! | #REF! | #REF! | #REF! | #REF! | #REF! | #REF! | #REF! | #REF! | #REF! | #REF! | #REF! | #REF! | #REF! | #REF! | #REF! | #REF! | #REF! | #REF! | #REF! | #REF! | #REF! | #REF! | #REF! | #REF! | #REF! | #REF! | #REF! | #REF! | #REF! | #REF! | #REF! | #REF! | #REF! | #REF! | #REF! | #REF! | #REF! | #REF! | #REF! | #REF! | #REF! | #REF! | #REF! | #REF! | #REF! | #REF! | [10 empty] | 0 | 0 | 0 | 0 | 0 | 0 | 0 |  |  | 0 | 0 | 0 | 0 | 0 | 0 | 0 | 0 | 0 | 0 | 0 | 0 | 0 | 0 | 0 | 0 | 0 | 0 | 0 | 0 | #REF! | #REF! |  | #REF! |  | #REF! | #REF! | #REF! | #REF! | #REF! | #REF! | #REF! | #REF! | #REF! | #REF! | #REF! | #REF! | #REF! | #REF! | #REF! | #REF! | #REF! | #REF! | [10 empty] | Menor o igual que 1,2 | 1
#REF! | #REF! | #REF! | #REF! | #REF! | #REF! | #REF! | #REF! | #REF! | #REF! | #REF! | #REF! | #REF! | #REF! | #REF! | #REF! | #REF! | #REF! | #REF! | #REF! | #REF! | 3 | #REF! | #REF! | #REF! | #REF! | #REF! | #REF! | #REF! | #REF! | #REF! | #REF! | #REF! | #REF! | #REF! | #REF! | #REF! | #REF! | #REF! | #REF! | 50 | #REF! | #REF! | #REF! | #REF! | #REF! | #REF! | #REF! | #REF! | #REF! | #REF! | #REF! | #REF! | #REF! | #REF! |  |  | #REF! | #REF! |  | 20 | #REF! |  | #REF! | #REF! | #REF! | #REF! | #REF! | #REF! | #REF! | #REF! | #REF! | #REF! | #REF! | #REF! | #REF! | #REF! | #REF! | #REF! | #REF! | #REF! | #REF! | #REF! | #REF! | #REF! | #REF! | #REF! | #REF! | #REF! | #REF! | #REF! | #REF! | #REF! | #REF! | #REF! | #REF! | #REF! | #REF! | #REF! | #REF! | #REF! | #REF! | #REF! |  |  |  | #REF! | #REF! | #REF! | #REF! | #REF! | #REF! | #REF! |  | #REF! |  | #REF! | #REF! | #REF! | #REF! | #REF! | #REF! | #REF! | #REF! | #REF! | #REF! | #REF! | #REF! |  |  | #REF! |  |  |  | #REF! | 0 | 0 |  |  |  |  | #REF! | #REF! | #REF! | #REF! | #REF! | #REF! | #REF! |  | #REF! |  | #REF! | #REF! | #REF! | #REF! | #REF! | #REF! | #REF! | #REF! | #REF! | #REF! | #REF! | #REF! | #REF! | #REF! | #REF! | #REF! | #REF! | #REF! | #REF! | #REF! | #REF! | #REF! | #REF! | #REF! | #REF! | #REF! | #REF! | #REF! | #REF! | #REF! | #REF! | #REF! | #REF! | #REF! | #REF! | #REF! | #REF! | #REF! | #REF! | #REF! | #REF! | #REF! | #REF! | #REF! | #REF! | #REF! | #REF! | #REF! | #REF! | #REF! | #REF! | #REF! | #REF! | #REF! | #REF! | #REF! | #REF! | #REF! | #REF! | #REF! | #REF! | [10 empty] | 0 | 0 | 0 | 0 | 0 | 0 | 0 |  |  | 0 | 0 | 0 | 0 | 0 | 0 | 0 | 0 | 0 | 0 | 0 | 0 | 0 | 0 | 0 | 0 | 0 | 0 | 0 | 0 | #REF! | #REF! |  | #REF! |  | #REF! | #REF! | #REF! | #REF! | #REF! | #REF! | #REF! | #REF! | #REF! | #REF! | #REF! | #REF! | #REF! | #REF! | #REF! | #REF! | #REF! | #REF! | [10 empty] | Menor o igual que 1,2 | 1
#REF! | #REF! | #REF! | #REF! | #REF! | #REF! | #REF! | #REF! | #REF! | #REF! | #REF! | #REF! | #REF! | #REF! | #REF! | #REF! | #REF! | #REF! | #REF! | #REF! |  | 3 | #REF! |  | #REF! | #REF! | #REF! | #REF! | #REF! | #REF! | #REF! | #REF! | #REF! | #REF! | #REF! | [12 empty] | #REF! | #REF! | #REF! | #REF! | #REF! | [16 empty] | #REF! |  |  |  |  | 0 |  | #REF! |  | #REF! |  | #REF! | #REF! |  | #REF! | 0 | 0 | 0 | #REF! | #REF! | #REF! |  |  |  | #REF! | #REF! | #REF! | #REF! | 0 | 0 | 0 | #REF! | [6 empty] | #REF! | #REF! | #REF! | #REF! | #REF! | #REF! | #REF! |  | #REF! |  | #REF! | #REF! | #REF! | #REF! | #REF! | #REF! | 0 | #REF! | #REF! | #REF! | #REF! | #REF! |  |  | #REF! |  |  |  | #REF! | 0 | 0 |  |  |  |  | #REF! | #REF! | #REF! | #REF! | #REF! | #REF! | #REF! |  | #REF! |  | 0 | #REF! | #REF! | #REF! | #REF! | #REF! | #REF! | #REF! | #REF! | #REF! | #REF! | #REF! | #REF! | #REF! | #REF! | #REF! | #REF! | #REF! | #REF! | [26 empty] | #REF! | #REF! | #REF! | #REF! | #REF! | #REF! | #REF! | #REF! | #REF! | #REF! | #REF! | #REF! | #REF! | #REF! | #REF! | #REF! | [10 empty] | 0 | 0 | 0 | 0 | 0 | 0 | 0 |  |  | 0 | 0 | 0 | 0 | 0 | 0 | 0 | [31 empty] | 0 | 0 | 0 | #REF! | [11 empty] | Menor o igual que 1,2 | 1
#REF! | #REF! | #REF! | #REF! | #REF! | #REF! | #REF! | #REF! | #REF! | #REF! | #REF! | #REF! | #REF! | #REF! | #REF! | #REF! | #REF! | #REF! | #REF! | #REF! | #REF! | 3 | #REF! | #REF! | #REF! | #REF! | #REF! | #REF! | #REF! | #REF! | #REF! | #REF! | #REF! | #REF! | #REF! | #REF! | #REF! | #REF! | #REF! | #REF! | 50 | #REF! | #REF! | #REF! | #REF! | #REF! | #REF! | #REF! | #REF! | #REF! | #REF! | #REF! | #REF! | #REF! | #REF! |  |  | #REF! | #REF! |  | 20 | #REF! |  | #REF! | #REF! | #REF! | #REF! | #REF! | #REF! | #REF! | #REF! | #REF! | #REF! | #REF! | #REF! | #REF! | #REF! | #REF! | #REF! | #REF! | #REF! | #REF! | #REF! | #REF! | #REF! | #REF! | #REF! | #REF! | #REF! | #REF! | #REF! | #REF! | #REF! | #REF! | #REF! | #REF! | #REF! | #REF! | #REF! | #REF! | #REF! | #REF! | #REF! |  |  |  | #REF! | #REF! | #REF! | #REF! | #REF! | #REF! | #REF! |  | #REF! |  | #REF! | #REF! | #REF! | #REF! | #REF! | #REF! | #REF! | #REF! | #REF! | #REF! | #REF! | #REF! |  |  | #REF! |  |  |  | #REF! | 0 | 0 |  |  |  |  | #REF! | #REF! | #REF! | #REF! | #REF! | #REF! | #REF! |  | #REF! |  | #REF! | #REF! | #REF! | #REF! | #REF! | #REF! | #REF! | #REF! | #REF! | #REF! | #REF! | #REF! | #REF! | #REF! | #REF! | #REF! | #REF! | #REF! | #REF! | #REF! | #REF! | #REF! | #REF! | #REF! | #REF! | #REF! | #REF! | #REF! | #REF! | #REF! | #REF! | #REF! | #REF! | #REF! | #REF! | #REF! | #REF! | #REF! | #REF! | #REF! | #REF! | #REF! | #REF! | #REF! | #REF! | #REF! | #REF! | #REF! | #REF! | #REF! | #REF! | #REF! | #REF! | #REF! | #REF! | #REF! | #REF! | #REF! | #REF! | #REF! | #REF! | [10 empty] | 0 | 0 | 0 | 0 | 0 | 0 | 0 |  |  | 0 | 0 | 0 | 0 | 0 | 0 | 0 | 0 | 0 | 0 | 0 | 0 | 0 | 0 | 0 | 0 | 0 | 0 | 0 | 0 | #REF! | #REF! |  | #REF! |  | #REF! | #REF! | #REF! | #REF! | #REF! | #REF! | #REF! | #REF! | #REF! | #REF! | #REF! | #REF! | #REF! | #REF! | #REF! | #REF! | #REF! | #REF! | [10 empty] | Menor o igual que 1,2 | 1
#REF! | #REF! | #REF! | #REF! | #REF! | #REF! | #REF! | #REF! | #REF! | #REF! | #REF! | #REF! | #REF! | #REF! | #REF! | #REF! | #REF! | #REF! | #REF! | #REF! | #REF! | 3 | #REF! | #REF! | #REF! | #REF! | #REF! | #REF! | #REF! | #REF! | #REF! | #REF! | #REF! | #REF! | #REF! | #REF! | #REF! | #REF! | #REF! | #REF! | 50 | #REF! | #REF! | #REF! | #REF! | #REF! | #REF! | #REF! | #REF! | #REF! | #REF! | #REF! | #REF! | #REF! | #REF! |  |  | #REF! | #REF! |  | 20 | #REF! |  | #REF! | #REF! | #REF! | #REF! | #REF! | #REF! | #REF! | #REF! | #REF! | #REF! | #REF! | #REF! | #REF! | #REF! | #REF! | #REF! | #REF! | #REF! | #REF! | #REF! | #REF! | #REF! | #REF! | #REF! | #REF! | #REF! | #REF! | #REF! | #REF! | #REF! | #REF! | #REF! | #REF! | #REF! | #REF! | #REF! | #REF! | #REF! | #REF! | #REF! |  |  |  | #REF! | #REF! | #REF! | #REF! | #REF! | #REF! | #REF! |  | #REF! |  | #REF! | #REF! | #REF! | #REF! | #REF! | #REF! | #REF! | #REF! | #REF! | #REF! | #REF! | #REF! |  |  | #REF! |  |  |  | #REF! | 0 | 0 |  |  |  |  | #REF! | #REF! | #REF! | #REF! | #REF! | #REF! | #REF! |  | #REF! |  | #REF! | #REF! | #REF! | #REF! | #REF! | #REF! | #REF! | #REF! | #REF! | #REF! | #REF! | #REF! | #REF! | #REF! | #REF! | #REF! | #REF! | #REF! | #REF! | #REF! | #REF! | #REF! | #REF! | #REF! | #REF! | #REF! | #REF! | #REF! | #REF! | #REF! | #REF! | #REF! | #REF! | #REF! | #REF! | #REF! | #REF! | #REF! | #REF! | #REF! | #REF! | #REF! | #REF! | #REF! | #REF! | #REF! | #REF! | #REF! | #REF! | #REF! | #REF! | #REF! | #REF! | #REF! | #REF! | #REF! | #REF! | #REF! | #REF! | #REF! | #REF! | [10 empty] | 0 | 0 | 0 | 0 | 0 | 0 | 0 |  |  | 0 | 0 | 0 | 0 | 0 | 0 | 0 | 0 | 0 | 0 | 0 | 0 | 0 | 0 | 0 | 0 | 0 | 0 | 0 | 0 | #REF! | #REF! |  | #REF! |  | #REF! | #REF! | #REF! | #REF! | #REF! | #REF! | #REF! | #REF! | #REF! | #REF! | #REF! | #REF! | #REF! | #REF! | #REF! | #REF! | #REF! | #REF! | [10 empty] | Menor o igual que 1,2 | 1
#REF! | #REF! | #REF! | #REF! | #REF! | #REF! | #REF! | #REF! | #REF! | #REF! | #REF! | #REF! | #REF! | #REF! | #REF! | #REF! | #REF! | #REF! | #REF! | #REF! | #REF! | 3 | #REF! | #REF! | #REF! | #REF! | #REF! | #REF! | #REF! | #REF! | #REF! | #REF! | #REF! | #REF! | #REF! | #REF! | #REF! | #REF! | #REF! | #REF! | 50 | #REF! | #REF! | #REF! | #REF! | #REF! | #REF! | #REF! | #REF! | #REF! | #REF! | #REF! | #REF! | #REF! | #REF! |  |  | #REF! | #REF! |  | 20 | #REF! |  | #REF! | #REF! | #REF! | #REF! | #REF! | #REF! | #REF! | #REF! | #REF! | #REF! | #REF! | #REF! | #REF! | #REF! | #REF! | #REF! | #REF! | #REF! | #REF! | #REF! | #REF! | #REF! | #REF! | #REF! | #REF! | #REF! | #REF! | #REF! | #REF! | #REF! | #REF! | #REF! | #REF! | #REF! | #REF! | #REF! | #REF! | #REF! | #REF! | #REF! |  |  |  | #REF! | #REF! | #REF! | #REF! | #REF! | #REF! | #REF! |  | #REF! |  | #REF! | #REF! | #REF! | #REF! | #REF! | #REF! | #REF! | #REF! | #REF! | #REF! | #REF! | #REF! |  |  | #REF! |  |  |  | #REF! | 0 | 0 |  |  |  |  | #REF! | #REF! | #REF! | #REF! | #REF! | #REF! | #REF! |  | #REF! |  | #REF! | #REF! | #REF! | #REF! | #REF! | #REF! | #REF! | #REF! | #REF! | #REF! | #REF! | #REF! | #REF! | #REF! | #REF! | #REF! | #REF! | #REF! | #REF! | #REF! | #REF! | #REF! | #REF! | #REF! | #REF! | #REF! | #REF! | #REF! | #REF! | #REF! | #REF! | #REF! | #REF! | #REF! | #REF! | #REF! | #REF! | #REF! | #REF! | #REF! | #REF! | #REF! | #REF! | #REF! | #REF! | #REF! | #REF! | #REF! | #REF! | #REF! | #REF! | #REF! | #REF! | #REF! | #REF! | #REF! | #REF! | #REF! | #REF! | #REF! | #REF! | [10 empty] | 0 | 0 | 0 | 0 | 0 | 0 | 0 |  |  | 0 | 0 | 0 | 0 | 0 | 0 | 0 | 0 | 0 | 0 | 0 | 0 | 0 | 0 | 0 | 0 | 0 | 0 | 0 | 0 | #REF! | #REF! |  | #REF! |  | #REF! | #REF! | #REF! | #REF! | #REF! | #REF! | #REF! | #REF! | #REF! | #REF! | #REF! | #REF! | #REF! | #REF! | #REF! | #REF! | #REF! | #REF! | [10 empty] | Menor o igual que 1,2 | 1
#REF! | #REF! | #REF! | #REF! | #REF! | #REF! | #REF! | #REF! | #REF! | #REF! | #REF! | #REF! | #REF! | #REF! | #REF! | #REF! | #REF! | #REF! | #REF! | #REF! | #REF! | 3 | #REF! | #REF! | #REF! | #REF! | #REF! | #REF! | #REF! | #REF! | #REF! | #REF! | #REF! | #REF! | #REF! | #REF! | #REF! | #REF! | #REF! | #REF! | 50 | #REF! | #REF! | #REF! | #REF! | #REF! | #REF! | #REF! | #REF! | #REF! | #REF! | #REF! | #REF! | #REF! | #REF! |  |  | #REF! | #REF! |  | 20 | #REF! |  | #REF! | #REF! | #REF! | #REF! | #REF! | #REF! | #REF! | #REF! | #REF! | #REF! | #REF! | #REF! | #REF! | #REF! | #REF! | #REF! | #REF! | #REF! | #REF! | #REF! | #REF! | #REF! | #REF! | #REF! | #REF! | #REF! | #REF! | #REF! | #REF! | #REF! | #REF! | #REF! | #REF! | #REF! | #REF! | #REF! | #REF! | #REF! | #REF! | #REF! |  |  |  | #REF! | #REF! | #REF! | #REF! | #REF! | #REF! | #REF! |  | #REF! |  | #REF! | #REF! | #REF! | #REF! | #REF! | #REF! | #REF! | #REF! | #REF! | #REF! | #REF! | #REF! |  |  | #REF! |  |  |  | #REF! | 0 | 0 |  |  |  |  | #REF! | #REF! | #REF! | #REF! | #REF! | #REF! | #REF! |  | #REF! |  | #REF! | #REF! | #REF! | #REF! | #REF! | #REF! | #REF! | #REF! | #REF! | #REF! | #REF! | #REF! | #REF! | #REF! | #REF! | #REF! | #REF! | #REF! | #REF! | #REF! | #REF! | #REF! | #REF! | #REF! | #REF! | #REF! | #REF! | #REF! | #REF! | #REF! | #REF! | #REF! | #REF! | #REF! | #REF! | #REF! | #REF! | #REF! | #REF! | #REF! | #REF! | #REF! | #REF! | #REF! | #REF! | #REF! | #REF! | #REF! | #REF! | #REF! | #REF! | #REF! | #REF! | #REF! | #REF! | #REF! | #REF! | #REF! | #REF! | #REF! | #REF! | [10 empty] | 0 | 0 | 0 | 0 | 0 | 0 | 0 |  |  | 0 | 0 | 0 | 0 | 0 | 0 | 0 | 0 | 0 | 0 | 0 | 0 | 0 | 0 | 0 | 0 | 0 | 0 | 0 | 0 | 0 | 0 |  | #REF! |  | #REF! | #REF! | #REF! | #REF! | #REF! | #REF! | #REF! | #REF! | #REF! | #REF! | #REF! | #REF! | #REF! | #REF! | #REF! | #REF! | #REF! | #REF! | [10 empty] | Menor o igual que 1,2 | 1
#REF! | #REF! | #REF! | #REF! | #REF! | #REF! | #REF! | #REF! | #REF! | #REF! | #REF! | #REF! | #REF! | #REF! | #REF! | #REF! | #REF! | #REF! | #REF! | #REF! | #REF! | 3 | #REF! | #REF! | #REF! | #REF! | #REF! | #REF! | #REF! | #REF! | #REF! | #REF! | #REF! | #REF! | #REF! | #REF! | #REF! | #REF! | #REF! | #REF! | 50 | #REF! | #REF! | #REF! | #REF! | #REF! | #REF! | #REF! | #REF! | #REF! | #REF! | #REF! | #REF! | #REF! | #REF! |  |  | #REF! | #REF! |  | 20 | #REF! |  | #REF! | #REF! | #REF! | #REF! | #REF! | #REF! | #REF! | #REF! | #REF! | #REF! | #REF! | #REF! | #REF! | #REF! | #REF! | #REF! | #REF! | #REF! | #REF! | #REF! | #REF! | #REF! | #REF! | #REF! | #REF! | #REF! | #REF! | #REF! | #REF! | #REF! | #REF! | #REF! | #REF! | #REF! | #REF! | #REF! | #REF! | #REF! | #REF! | #REF! |  |  |  | #REF! | #REF! | #REF! | #REF! | #REF! | #REF! | #REF! |  | #REF! |  | #REF! | #REF! | #REF! | #REF! | #REF! | #REF! | #REF! | #REF! | #REF! | #REF! | #REF! | #REF! |  |  | #REF! |  |  |  | #REF! | 0 | 0 |  |  |  |  | #REF! | #REF! | #REF! | #REF! | #REF! | #REF! | #REF! |  | #REF! |  | #REF! | #REF! | #REF! | #REF! | #REF! | #REF! | #REF! | #REF! | #REF! | #REF! | #REF! | #REF! | #REF! | #REF! | #REF! | #REF! | #REF! | #REF! | #REF! | #REF! | #REF! | #REF! | #REF! | #REF! | #REF! | #REF! | #REF! | #REF! | #REF! | #REF! | #REF! | #REF! | #REF! | #REF! | #REF! | #REF! | #REF! | #REF! | #REF! | #REF! | #REF! | #REF! | #REF! | #REF! | #REF! | #REF! | #REF! | #REF! | #REF! | #REF! | #REF! | #REF! | #REF! | #REF! | #REF! | #REF! | #REF! | #REF! | #REF! | #REF! | #REF! | [10 empty] | 0 | 0 | 0 | 0 | 0 | 0 | 0 |  |  | 0 | 0 | 0 | 0 | 0 | 0 | 0 | 0 | 0 | 0 | 0 | 0 | 0 | 0 | 0 | 0 | 0 | 0 | 0 | 0 | #REF! | #REF! |  | #REF! |  | #REF! | #REF! | #REF! | #REF! | #REF! | #REF! | #REF! | #REF! | #REF! | #REF! | #REF! | #REF! | #REF! | #REF! | #REF! | #REF! | #REF! | #REF! | [10 empty] | Menor o igual que 1,2 | 1
#REF! | #REF! | #REF! | #REF! | #REF! | #REF! | #REF! | #REF! | #REF! | #REF! | #REF! | #REF! | #REF! | #REF! | #REF! | #REF! | #REF! | #REF! | #REF! | #REF! | #REF! | 3 | #REF! | #REF! | #REF! | #REF! | #REF! | #REF! | #REF! | #REF! | #REF! | #REF! | #REF! | #REF! | #REF! | #REF! | #REF! | #REF! | #REF! | #REF! | 50 | #REF! | #REF! | #REF! | #REF! | #REF! | #REF! | #REF! | #REF! | #REF! | #REF! | 0 | #REF! | #REF! | #REF! |  |  | #REF! | #REF! |  | 20 | #REF! |  | #REF! | #REF! | #REF! | #REF! | #REF! | #REF! | #REF! | #REF! | #REF! | #REF! | #REF! | #REF! | #REF! | #REF! | #REF! | #REF! | #REF! | #REF! | #REF! | #REF! | #REF! | #REF! | #REF! | #REF! | #REF! | #REF! | #REF! | #REF! | #REF! | #REF! | #REF! | #REF! | #REF! | #REF! | #REF! | #REF! | #REF! | #REF! | #REF! | #REF! |  |  |  | #REF! | #REF! | #REF! | #REF! | #REF! | #REF! | #REF! |  | #REF! |  | #REF! | #REF! | #REF! | #REF! | #REF! | #REF! | #REF! | #REF! | #REF! | #REF! | #REF! | #REF! |  |  | #REF! |  |  |  | #REF! | 0 | 0 |  |  |  |  | #REF! | #REF! | #REF! | #REF! | #REF! | #REF! | #REF! |  | #REF! |  | #REF! | #REF! | #REF! | #REF! | #REF! | #REF! | #REF! | #REF! | #REF! | #REF! | #REF! | #REF! | #REF! | #REF! | #REF! | #REF! | #REF! | #REF! | #REF! | #REF! | #REF! | #REF! | #REF! | #REF! | #REF! | #REF! | #REF! | #REF! | #REF! | #REF! | #REF! | #REF! | #REF! | #REF! | #REF! | #REF! | #REF! | #REF! | #REF! | #REF! | #REF! | #REF! | #REF! | #REF! | #REF! | #REF! | #REF! | #REF! | #REF! | #REF! | #REF! | #REF! | #REF! | #REF! | #REF! | #REF! | #REF! | #REF! | #REF! | #REF! | #REF! | [10 empty] | 0 | 0 | 0 | 0 | 0 | 0 | 0 |  |  | 0 | 0 | 0 | 0 | 0 | 0 | 0 | 0 | 0 | 0 | 0 | 0 | 0 | 0 | 0 | 0 | 0 | 0 | 0 | 0 | #REF! | #REF! |  | #REF! |  | #REF! | #REF! | #REF! | #REF! | #REF! | #REF! | #REF! | #REF! | #REF! | #REF! | #REF! | #REF! | #REF! | #REF! | #REF! | #REF! | #REF! | #REF! | [10 empty] | Menor o igual que 1,2 | 1
#REF! | #REF! | #REF! | #REF! | #REF! | #REF! | #REF! | #REF! | #REF! | #REF! | #REF! | #REF! | #REF! | #REF! | #REF! | #REF! | #REF! | #REF! | #REF! | #REF! | #REF! | 3 | #REF! | #REF! | #REF! | #REF! | #REF! | #REF! | #REF! | #REF! | #REF! | #REF! | #REF! | #REF! | #REF! | #REF! | #REF! | #REF! | #REF! | #REF! | 50 | #REF! | #REF! | #REF! | #REF! | #REF! | #REF! | #REF! | #REF! | #REF! | #REF! | 0 | #REF! | #REF! | #REF! |  |  | #REF! | #REF! |  | 20 | #REF! |  | #REF! | #REF! | #REF! | #REF! | #REF! | #REF! | #REF! | #REF! | #REF! | #REF! | #REF! | #REF! | #REF! | #REF! | #REF! | #REF! | #REF! | #REF! | #REF! | #REF! | #REF! | #REF! | #REF! | #REF! | #REF! | #REF! | #REF! | #REF! | #REF! | #REF! | #REF! | #REF! | #REF! | #REF! | #REF! | #REF! | #REF! | #REF! | #REF! | #REF! |  |  |  | #REF! | #REF! | #REF! | #REF! | #REF! | #REF! | #REF! |  | #REF! |  | #REF! | #REF! | #REF! | #REF! | #REF! | #REF! | #REF! | #REF! | #REF! | #REF! | #REF! | #REF! |  |  | #REF! |  |  |  | #REF! | 0 | 0 |  |  |  |  | #REF! | #REF! | #REF! | #REF! | #REF! | #REF! | #REF! |  | #REF! |  | #REF! | #REF! | #REF! | #REF! | #REF! | #REF! | #REF! | #REF! | #REF! | #REF! | #REF! | #REF! | #REF! | #REF! | #REF! | #REF! | #REF! | #REF! | #REF! | #REF! | #REF! | #REF! | #REF! | #REF! | #REF! | #REF! | #REF! | #REF! | #REF! | #REF! | #REF! | #REF! | #REF! | #REF! | #REF! | #REF! | #REF! | #REF! | #REF! | #REF! | #REF! | #REF! | #REF! | #REF! | #REF! | #REF! | #REF! | #REF! | #REF! | #REF! | #REF! | #REF! | #REF! | #REF! | #REF! | #REF! | #REF! | #REF! | #REF! | #REF! | #REF! | [10 empty] | 0 | 0 | 0 | 0 | 0 | 0 | 0 |  |  | 0 | 0 | 0 | 0 | 0 | 0 | 0 | 0 | 0 | 0 | 0 | 0 | 0 | 0 | 0 | 0 | 0 | 0 | 0 | 0 | #REF! | #REF! |  | #REF! |  | #REF! | #REF! | #REF! | #REF! | #REF! | #REF! | #REF! | #REF! | #REF! | #REF! | #REF! | #REF! | #REF! | #REF! | #REF! | #REF! | #REF! | #REF! | [10 empty] | Menor o igual que 1,2 | 1
#REF! | #REF! | #REF! | #REF! | #REF! | #REF! | #REF! | #REF! | #REF! | #REF! | #REF! | #REF! | #REF! | #REF! | #REF! | #REF! | #REF! | #REF! | #REF! | #REF! | #REF! | 3 | #REF! | #REF! | #REF! | #REF! | #REF! | #REF! | #REF! | #REF! | #REF! | #REF! | #REF! | #REF! | #REF! | #REF! | #REF! | #REF! | #REF! | #REF! | 50 | #REF! | #REF! | #REF! | #REF! | #REF! | #REF! | #REF! | #REF! | #REF! | #REF! | 1 | #REF! | #REF! | #REF! |  |  | #REF! | #REF! |  | 20 | #REF! |  | #REF! | #REF! | #REF! | #REF! | #REF! | #REF! | #REF! | #REF! | #REF! | #REF! | #REF! | #REF! | #REF! | #REF! | #REF! | #REF! | #REF! | #REF! | #REF! | #REF! | #REF! | #REF! | #REF! | #REF! | #REF! | #REF! | #REF! | #REF! | #REF! | #REF! | #REF! | #REF! | #REF! | #REF! | #REF! | #REF! | #REF! | #REF! | #REF! | #REF! |  |  |  | #REF! | #REF! | #REF! | #REF! | #REF! | #REF! | #REF! |  | #REF! |  | #REF! | #REF! | #REF! | #REF! | #REF! | #REF! | #REF! | #REF! | #REF! | #REF! | #REF! | #REF! |  |  | #REF! |  |  |  | #REF! | 0 | 0 |  |  |  |  | #REF! | #REF! | #REF! | #REF! | #REF! | #REF! | #REF! |  | #REF! |  | #REF! | #REF! | #REF! | #REF! | #REF! | #REF! | #REF! | #REF! | #REF! | #REF! | #REF! | #REF! | #REF! | #REF! | #REF! | #REF! | #REF! | #REF! | #REF! | #REF! | #REF! | #REF! | #REF! | #REF! | #REF! | #REF! | #REF! | #REF! | #REF! | #REF! | #REF! | #REF! | #REF! | #REF! | #REF! | #REF! | #REF! | #REF! | #REF! | #REF! | #REF! | #REF! | #REF! | #REF! | #REF! | #REF! | #REF! | #REF! | #REF! | #REF! | #REF! | #REF! | #REF! | #REF! | #REF! | #REF! | #REF! | #REF! | #REF! | #REF! | #REF! | [10 empty] | 0 | 0 | 0 | 0 | 0 | 0 | 0 |  |  | 0 | 0 | 0 | 0 | 0 | 0 | 0 | 0 | 0 | 0 | 0 | 0 | 0 | 0 | 0 | 0 | 0 | 0 | 0 | 0 | #REF! | #REF! |  | #REF! |  | #REF! | #REF! | #REF! | #REF! | #REF! | #REF! | #REF! | #REF! | #REF! | #REF! | #REF! | #REF! | #REF! | #REF! | #REF! | #REF! | #REF! | #REF! | [10 empty] | Menor o igual que 1,2 | 1
#REF! | #REF! | #REF! | #REF! | #REF! | #REF! | #REF! | #REF! | #REF! | #REF! | #REF! | #REF! | #REF! | #REF! | #REF! | #REF! | #REF! | #REF! | #REF! | #REF! |  | 3 | #REF! |  | #REF! | #REF! | #REF! | #REF! | #REF! | #REF! | #REF! | #REF! | #REF! | #REF! | #REF! | #REF! | #REF! | #REF! | #REF! | #REF! | 50 | #REF! | #REF! | #REF! | #REF! | #REF! | #REF! | #REF! | #REF! | #REF! | #REF! | 2 | #REF! | #REF! | #REF! |  |  | #REF! | #REF! |  | 20 | [7 empty] | #REF! |  |  |  |  | 0 |  | #REF! |  | #REF! |  | #REF! | #REF! |  | #REF! | #REF! | #REF! | #REF! | #REF! | #REF! | #REF! | #REF! | #REF! | #REF! | #REF! | #REF! | #REF! | #REF! | 0 | 0 | 0 | #REF! | #REF! | #REF! | #REF! |  |  |  | #REF! | #REF! | #REF! | #REF! | #REF! | #REF! | #REF! |  | #REF! |  | #REF! | #REF! | #REF! | #REF! | #REF! | #REF! | #REF! | #REF! | #REF! | #REF! | #REF! | #REF! |  |  | #REF! |  |  |  | #REF! | 0 | 0 |  |  |  |  | #REF! | #REF! | #REF! | #REF! | #REF! | #REF! | #REF! |  | #REF! |  | 0 | #REF! | #REF! | #REF! | #REF! | #REF! | #REF! | #REF! | #REF! | #REF! | #REF! | #REF! | #REF! | #REF! | #REF! | #REF! | #REF! | #REF! | #REF! | [26 empty] | #REF! | #REF! | #REF! | #REF! | #REF! | #REF! | #REF! | #REF! | #REF! | #REF! | #REF! | #REF! | #REF! | #REF! | #REF! | #REF! | [10 empty] | 0 | 0 | 0 | 0 | 0 | 0 | 0 |  |  | 0 | 0 | 0 | 0 | 0 | 0 | 0 | [31 empty] | 0 | 0 | 0 | #REF! | [11 empty] | Menor o igual que 1,2 | 1
#REF! | #REF! | #REF! | #REF! | #REF! | #REF! | #REF! | #REF! | #REF! | #REF! | #REF! | #REF! | #REF! | #REF! | #REF! | #REF! | #REF! | #REF! | #REF! | #REF! | #REF! | 3 | #REF! | #REF! | #REF! | #REF! | #REF! | #REF! | #REF! | #REF! | #REF! | #REF! | #REF! | #REF! | #REF! | #REF! | #REF! | #REF! | #REF! | #REF! | 50 | #REF! | #REF! | #REF! | #REF! | #REF! | #REF! | #REF! | #REF! | #REF! | #REF! | 0 | #REF! | #REF! | #REF! |  |  | #REF! | #REF! |  | 20 | #REF! |  | #REF! | #REF! | #REF! | #REF! | #REF! | #REF! | #REF! | #REF! | #REF! | #REF! | #REF! | #REF! | #REF! | #REF! | #REF! | #REF! | #REF! | #REF! | #REF! | #REF! | #REF! | #REF! | #REF! | #REF! | #REF! | #REF! | #REF! | #REF! | #REF! | #REF! | #REF! | #REF! | #REF! | #REF! | #REF! | #REF! | #REF! | #REF! | #REF! | #REF! |  |  |  | #REF! | #REF! | #REF! | #REF! | #REF! | #REF! | #REF! |  | #REF! |  | #REF! | #REF! | #REF! | #REF! | #REF! | #REF! | #REF! | #REF! | #REF! | #REF! | #REF! | #REF! |  |  | #REF! |  |  |  | #REF! | 0 | 0 |  |  |  |  | #REF! | #REF! | #REF! | #REF! | #REF! | #REF! | #REF! |  | #REF! |  | #REF! | #REF! | #REF! | #REF! | #REF! | #REF! | #REF! | #REF! | #REF! | #REF! | #REF! | #REF! | #REF! | #REF! | #REF! | #REF! | #REF! | #REF! | #REF! | #REF! | #REF! | #REF! | #REF! | #REF! | #REF! | #REF! | #REF! | #REF! | #REF! | #REF! | #REF! | #REF! | #REF! | #REF! | #REF! | #REF! | #REF! | #REF! | #REF! | #REF! | #REF! | #REF! | #REF! | #REF! | #REF! | #REF! | #REF! | #REF! | #REF! | #REF! | #REF! | #REF! | #REF! | #REF! | #REF! | #REF! | #REF! | #REF! | #REF! | #REF! | #REF! | [10 empty] | 0 | 0 | 0 | 0 | 0 | 0 | 0 |  |  | 0 | 0 | 0 | 0 | 0 | 0 | 0 | 0 | 0 | 0 | 0 | 0 | 0 | 0 | 0 | 0 | 0 | 0 | 0 | 0 | #REF! | #REF! |  | #REF! |  | #REF! | #REF! | #REF! | #REF! | #REF! | #REF! | #REF! | #REF! | #REF! | #REF! | #REF! | #REF! | #REF! | #REF! | #REF! | #REF! | #REF! | #REF! | [10 empty] | Menor o igual que 1,2 | 1
#REF! | #REF! | #REF! | #REF! | #REF! | #REF! | #REF! | #REF! | #REF! | #REF! | #REF! | #REF! | #REF! | #REF! | #REF! | #REF! | #REF! | #REF! | #REF! | #REF! | #REF! | 3 | #REF! | #REF! | #REF! | #REF! | #REF! | #REF! | #REF! | #REF! | #REF! | #REF! | #REF! | #REF! | #REF! | #REF! | #REF! | #REF! | #REF! | #REF! | 50 | #REF! | #REF! | #REF! | #REF! | #REF! | #REF! | #REF! | #REF! | #REF! | #REF! | 1 | #REF! | #REF! | #REF! |  |  | #REF! | #REF! |  | 20 | #REF! |  | #REF! | #REF! | #REF! | #REF! | #REF! | #REF! | #REF! | #REF! | #REF! | #REF! | #REF! | #REF! | #REF! | #REF! | #REF! | #REF! | #REF! | #REF! | #REF! | #REF! | #REF! | #REF! | #REF! | #REF! | #REF! | #REF! | #REF! | #REF! | #REF! | #REF! | #REF! | #REF! | #REF! | #REF! | #REF! | #REF! | #REF! | #REF! | #REF! | #REF! |  |  |  | #REF! | #REF! | #REF! | #REF! | #REF! | #REF! | #REF! |  | #REF! |  | #REF! | #REF! | #REF! | #REF! | #REF! | #REF! | #REF! | #REF! | #REF! | #REF! | #REF! | #REF! |  |  | #REF! |  |  |  | #REF! | 0 | 0 |  |  |  |  | #REF! | #REF! | #REF! | #REF! | #REF! | #REF! | #REF! |  | #REF! |  | #REF! | #REF! | #REF! | #REF! | #REF! | #REF! | #REF! | #REF! | #REF! | #REF! | #REF! | #REF! | #REF! | #REF! | #REF! | #REF! | #REF! | #REF! | #REF! | #REF! | #REF! | #REF! | #REF! | #REF! | #REF! | #REF! | #REF! | #REF! | #REF! | #REF! | #REF! | #REF! | #REF! | #REF! | #REF! | #REF! | #REF! | #REF! | #REF! | #REF! | #REF! | #REF! | #REF! | #REF! | #REF! | #REF! | #REF! | #REF! | #REF! | #REF! | #REF! | #REF! | #REF! | #REF! | #REF! | #REF! | #REF! | #REF! | #REF! | #REF! | #REF! | [10 empty] | 0 | 0 | 0 | 0 | 0 | 0 | 0 |  |  | 0 | 0 | 0 | 0 | 0 | 0 | 0 | 0 | 0 | 0 | 0 | 0 | 0 | 0 | 0 | 0 | 0 | 0 | 0 | 0 | #REF! | #REF! |  | #REF! |  | #REF! | #REF! | #REF! | #REF! | #REF! | #REF! | #REF! | #REF! | #REF! | #REF! | #REF! | #REF! | #REF! | #REF! | #REF! | #REF! | #REF! | #REF! | [10 empty] | Menor o igual que 1,2 | 1
#REF! | #REF! | #REF! | #REF! | #REF! | #REF! | #REF! | #REF! | #REF! | #REF! | #REF! | #REF! | #REF! | #REF! | #REF! | #REF! | #REF! | #REF! | #REF! | #REF! |  | 3 | #REF! |  | #REF! | #REF! | #REF! | #REF! | #REF! | #REF! | #REF! | #REF! | #REF! | #REF! | #REF! | #REF! | #REF! | #REF! | #REF! | #REF! | 50 |  | #REF! | #REF! | #REF! | #REF! | #REF! | #REF! | #REF! | #REF! | #REF! | 2 | [16 empty] | #REF! |  |  |  |  | 0 |  | #REF! |  | #REF! |  | #REF! | #REF! |  | #REF! | #REF! | #REF! | #REF! | #REF! | #REF! | #REF! | #REF! | #REF! | #REF! | #REF! | #REF! | #REF! | #REF! | 0 | 0 | 0 | #REF! | #REF! | #REF! | #REF! |  |  |  | #REF! | #REF! | #REF! | #REF! | #REF! | #REF! | #REF! |  | #REF! |  | #REF! | #REF! | #REF! | #REF! | #REF! | #REF! | 0 | #REF! | #REF! | #REF! | #REF! | #REF! |  |  | #REF! |  |  |  | #REF! | 0 | 0 |  |  |  |  | #REF! | #REF! | #REF! | #REF! | #REF! | #REF! | #REF! |  | #REF! |  | 0 | #REF! | #REF! | #REF! | #REF! | #REF! | #REF! | #REF! | #REF! | #REF! | #REF! | #REF! | #REF! | #REF! | #REF! | #REF! | #REF! | #REF! | #REF! | [26 empty] | #REF! | #REF! | #REF! | #REF! | #REF! | #REF! | #REF! | #REF! | #REF! | #REF! | #REF! | #REF! | #REF! | #REF! | #REF! | #REF! | [10 empty] | 0 | 0 | 0 | 0 | 0 | 0 | 0 |  |  | 0 | 0 | 0 | 0 | 0 | 0 | 0 | [31 empty] | 0 | 0 | 0 | #REF! | [11 empty] | Menor o igual que 1,2 | 1
#REF! | #REF! | #REF! | #REF! | #REF! | #REF! | #REF! | #REF! | #REF! | #REF! | #REF! | #REF! | #REF! | #REF! | #REF! | #REF! | #REF! | #REF! | #REF! | #REF! | #REF! | 3 | #REF! | #REF! | #REF! | #REF! | #REF! | #REF! | #REF! | #REF! | #REF! | #REF! | #REF! | #REF! | #REF! | #REF! | #REF! | #REF! | #REF! | #REF! | 50 | #REF! | #REF! | #REF! | #REF! | #REF! | #REF! | #REF! | #REF! | #REF! | #REF! | 3 | #REF! | #REF! | #REF! |  |  | #REF! | #REF! |  | 20 | #REF! |  | #REF! | #REF! | #REF! | #REF! | #REF! | #REF! | #REF! | #REF! | #REF! | #REF! | #REF! | #REF! | #REF! | #REF! | #REF! | #REF! | #REF! | #REF! | #REF! | #REF! | #REF! | #REF! | #REF! | #REF! | #REF! | #REF! | #REF! | #REF! | #REF! | #REF! | #REF! | #REF! | #REF! | #REF! | #REF! | #REF! | #REF! | #REF! | #REF! | #REF! |  |  |  | #REF! | #REF! | #REF! | #REF! | #REF! | #REF! | #REF! |  | #REF! |  | #REF! | #REF! | #REF! | #REF! | #REF! | #REF! | #REF! | #REF! | #REF! | #REF! | #REF! | #REF! |  |  | #REF! |  |  |  | #REF! | 0 | 0 |  |  |  |  | #REF! | #REF! | #REF! | #REF! | #REF! | #REF! | #REF! |  | #REF! |  | #REF! | #REF! | #REF! | #REF! | #REF! | #REF! | #REF! | #REF! | #REF! | #REF! | #REF! | #REF! | #REF! | #REF! | #REF! | #REF! | #REF! | #REF! | #REF! | #REF! | #REF! | #REF! | #REF! | #REF! | #REF! | #REF! | #REF! | #REF! | #REF! | #REF! | #REF! | #REF! | #REF! | #REF! | #REF! | #REF! | #REF! | #REF! | #REF! | #REF! | #REF! | #REF! | #REF! | #REF! | #REF! | #REF! | #REF! | #REF! | #REF! | #REF! | #REF! | #REF! | #REF! | #REF! | #REF! | #REF! | #REF! | #REF! | #REF! | #REF! | #REF! | [10 empty] | 0 | 0 | 0 | 0 | 0 | 0 | 0 |  |  | 0 | 0 | 0 | 0 | 0 | 0 | 0 | 0 | 0 | 0 | 0 | 0 | 0 | 0 | 0 | 0 | 0 | 0 | 0 | 0 | #REF! | #REF! |  | #REF! |  | #REF! | #REF! | #REF! | #REF! | #REF! | #REF! | #REF! | #REF! | #REF! | #REF! | #REF! | #REF! | #REF! | #REF! | #REF! | #REF! | #REF! | #REF! | [10 empty] | Menor o igual que 1,2 | 1
#REF! | #REF! | #REF! | #REF! | #REF! | #REF! | #REF! | #REF! | #REF! | #REF! | #REF! | #REF! | #REF! | #REF! | #REF! | #REF! | #REF! | #REF! | #REF! | #REF! | #REF! | 3 | #REF! | #REF! | #REF! | #REF! | #REF! | #REF! | #REF! | #REF! | #REF! | #REF! | #REF! | #REF! | #REF! | #REF! | #REF! | #REF! | #REF! | #REF! | 50 | #REF! | #REF! | #REF! | #REF! | #REF! | #REF! | #REF! | #REF! | #REF! | #REF! | 4 | #REF! | #REF! | #REF! |  |  | #REF! | #REF! |  | 20 | #REF! |  | #REF! | #REF! | #REF! | #REF! | #REF! | #REF! | #REF! | #REF! | #REF! | #REF! | #REF! | #REF! | #REF! | #REF! | #REF! | #REF! | #REF! | #REF! | #REF! | #REF! | #REF! | #REF! | #REF! | #REF! | #REF! | #REF! | #REF! | #REF! | #REF! | #REF! | #REF! | #REF! | #REF! | #REF! | #REF! | #REF! | #REF! | #REF! | #REF! | #REF! |  |  |  | #REF! | #REF! | #REF! | #REF! | #REF! | #REF! | #REF! |  | #REF! |  | #REF! | #REF! | #REF! | #REF! | #REF! | #REF! | #REF! | #REF! | #REF! | #REF! | #REF! | #REF! |  |  | #REF! |  |  |  | #REF! | 0 | 0 |  |  |  |  | #REF! | #REF! | #REF! | #REF! | #REF! | #REF! | #REF! |  | #REF! |  | #REF! | #REF! | #REF! | #REF! | #REF! | #REF! | #REF! | #REF! | #REF! | #REF! | #REF! | #REF! | #REF! | #REF! | #REF! | #REF! | #REF! | #REF! | #REF! | #REF! | #REF! | #REF! | #REF! | #REF! | #REF! | #REF! | #REF! | #REF! | #REF! | #REF! | #REF! | #REF! | #REF! | #REF! | #REF! | #REF! | #REF! | #REF! | #REF! | #REF! | #REF! | #REF! | #REF! | #REF! | #REF! | #REF! | #REF! | #REF! | #REF! | #REF! | #REF! | #REF! | #REF! | #REF! | #REF! | #REF! | #REF! | #REF! | #REF! | #REF! | #REF! | [10 empty] | 0 | 0 | 0 | 0 | 0 | 0 | 0 |  |  | 0 | 0 | 0 | 0 | 0 | 0 | 0 | 0 | 0 | 0 | 0 | 0 | 0 | 0 | 0 | 0 | 0 | 0 | 0 | 0 | #REF! | #REF! |  | #REF! |  | #REF! | #REF! | #REF! | #REF! | #REF! | #REF! | #REF! | #REF! | #REF! | #REF! | #REF! | #REF! | #REF! | #REF! | #REF! | #REF! | #REF! | #REF! | [10 empty] | Menor o igual que 1,2 | 1
#REF! | #REF! | #REF! | #REF! | #REF! | #REF! | #REF! | #REF! | #REF! | #REF! | #REF! | #REF! | #REF! | #REF! | #REF! | #REF! | #REF! | #REF! | #REF! | #REF! | #REF! | 3 | #REF! | #REF! | #REF! | #REF! | #REF! | #REF! | #REF! | #REF! | #REF! | #REF! | #REF! | #REF! | #REF! | #REF! | #REF! | #REF! | #REF! | #REF! | 50 | #REF! | #REF! | #REF! | #REF! | #REF! | #REF! | #REF! | #REF! | #REF! | #REF! | 5 | #REF! | #REF! | #REF! |  |  | #REF! | #REF! |  | 20 | #REF! |  | #REF! | #REF! | #REF! | #REF! | #REF! | #REF! | #REF! | #REF! | #REF! | #REF! | #REF! | #REF! | #REF! | #REF! | #REF! | #REF! | #REF! | #REF! | #REF! | #REF! | #REF! | #REF! | #REF! | #REF! | #REF! | #REF! | #REF! | #REF! | #REF! | #REF! | #REF! | #REF! | #REF! | #REF! | #REF! | #REF! | #REF! | #REF! | #REF! | #REF! |  |  |  | #REF! | #REF! | #REF! | #REF! | #REF! | #REF! | #REF! |  | #REF! |  | #REF! | #REF! | #REF! | #REF! | #REF! | #REF! | #REF! | #REF! | #REF! | #REF! | #REF! | #REF! |  |  | #REF! |  |  |  | #REF! | 0 | 0 |  |  |  |  | #REF! | #REF! | #REF! | #REF! | #REF! | #REF! | #REF! |  | #REF! |  | #REF! | #REF! | #REF! | #REF! | #REF! | #REF! | #REF! | #REF! | #REF! | #REF! | #REF! | #REF! | #REF! | #REF! | #REF! | #REF! | #REF! | #REF! | #REF! | #REF! | #REF! | #REF! | #REF! | #REF! | #REF! | #REF! | #REF! | #REF! | #REF! | #REF! | #REF! | #REF! | #REF! | #REF! | #REF! | #REF! | #REF! | #REF! | #REF! | #REF! | #REF! | #REF! | #REF! | #REF! | #REF! | #REF! | #REF! | #REF! | #REF! | #REF! | #REF! | #REF! | #REF! | #REF! | #REF! | #REF! | #REF! | #REF! | #REF! | #REF! | #REF! | [10 empty] | 0 | 0 | 0 | 0 | 0 | 0 | 0 |  |  | 0 | 0 | 0 | 0 | 0 | 0 | 0 | 0 | 0 | 0 | 0 | 0 | 0 | 0 | 0 | 0 | 0 | 0 | 0 | 0 | #REF! | #REF! |  | #REF! |  | #REF! | #REF! | #REF! | #REF! | #REF! | #REF! | #REF! | #REF! | #REF! | #REF! | #REF! | #REF! | #REF! | #REF! | #REF! | #REF! | #REF! | #REF! | [10 empty] | Menor o igual que 1,2 | 1
#REF! | #REF! | #REF! | #REF! | #REF! | #REF! | #REF! | #REF! | #REF! | #REF! | #REF! | #REF! | #REF! | #REF! | #REF! | #REF! | #REF! | #REF! | #REF! | #REF! | #REF! | 3 | #REF! | #REF! | #REF! | #REF! | #REF! | #REF! | #REF! | #REF! | #REF! | #REF! | #REF! | #REF! | #REF! | #REF! | #REF! | #REF! | #REF! | #REF! | 50 | #REF! | #REF! | #REF! | #REF! | #REF! | #REF! | #REF! | #REF! | #REF! | #REF! | 0 | #REF! | #REF! | #REF! |  |  | #REF! | #REF! |  | 20 | #REF! |  | #REF! | #REF! | #REF! | #REF! | #REF! | #REF! | #REF! | #REF! | #REF! | #REF! | #REF! | #REF! | #REF! | #REF! | #REF! | #REF! | #REF! | #REF! | #REF! | #REF! | #REF! | #REF! | #REF! | #REF! | #REF! | #REF! | #REF! | #REF! | #REF! | #REF! | #REF! | #REF! | #REF! | #REF! | #REF! | #REF! | #REF! | #REF! | #REF! | #REF! |  |  |  | #REF! | #REF! | #REF! | #REF! | #REF! | #REF! | #REF! |  | #REF! |  | #REF! | #REF! | #REF! | #REF! | #REF! | #REF! | #REF! | #REF! | #REF! | #REF! | #REF! | #REF! |  |  | #REF! |  |  |  | #REF! | 0 | 0 |  |  |  |  | #REF! | #REF! | #REF! | #REF! | #REF! | #REF! | #REF! |  | #REF! |  | #REF! | #REF! | #REF! | #REF! | #REF! | #REF! | #REF! | #REF! | #REF! | #REF! | #REF! | #REF! | #REF! | #REF! | #REF! | #REF! | #REF! | #REF! | #REF! | #REF! | #REF! | #REF! | #REF! | #REF! | #REF! | #REF! | #REF! | #REF! | #REF! | #REF! | #REF! | #REF! | #REF! | #REF! | #REF! | #REF! | #REF! | #REF! | #REF! | #REF! | #REF! | #REF! | #REF! | #REF! | #REF! | #REF! | #REF! | #REF! | #REF! | #REF! | #REF! | #REF! | #REF! | #REF! | #REF! | #REF! | #REF! | #REF! | #REF! | #REF! | #REF! | [10 empty] | 0 | 0 | 0 | 0 | 0 | 0 | 0 |  |  | 0 | 0 | 0 | 0 | 0 | 0 | 0 | 0 | 0 | 0 | 0 | 0 | 0 | 0 | 0 | 0 | 0 | 0 | 0 | 0 | #REF! | #REF! |  | #REF! |  | #REF! | #REF! | #REF! | #REF! | #REF! | #REF! | #REF! | #REF! | #REF! | #REF! | #REF! | #REF! | #REF! | #REF! | #REF! | #REF! | #REF! | #REF! | [10 empty] | Menor o igual que 1,2 | 1
#REF! | #REF! | #REF! | #REF! | #REF! | #REF! | #REF! | #REF! | #REF! | #REF! | #REF! | #REF! | #REF! | #REF! | #REF! | #REF! | #REF! | #REF! | #REF! | #REF! | #REF! | 3 | #REF! | #REF! | #REF! | #REF! | #REF! | #REF! | #REF! | #REF! | #REF! | #REF! | #REF! | #REF! | #REF! | #REF! | #REF! | #REF! | #REF! | #REF! | 50 | #REF! | #REF! | #REF! | #REF! | #REF! | #REF! | #REF! | #REF! | #REF! | #REF! | #REF! | #REF! | #REF! | #REF! |  |  | #REF! | #REF! |  | 20 | #REF! |  | #REF! | #REF! | #REF! | #REF! | #REF! | #REF! | #REF! | #REF! | #REF! | #REF! | #REF! | #REF! | #REF! | #REF! | #REF! | #REF! | #REF! | #REF! | #REF! | #REF! | #REF! | #REF! | #REF! | #REF! | #REF! | #REF! | #REF! | #REF! | #REF! | #REF! | #REF! | #REF! | #REF! | #REF! | #REF! | #REF! | #REF! | #REF! | #REF! | #REF! |  |  |  | #REF! | #REF! | #REF! | #REF! | #REF! | #REF! | #REF! |  | #REF! |  | #REF! | #REF! | #REF! | #REF! | #REF! | #REF! | #REF! | #REF! | #REF! | #REF! | #REF! | #REF! |  |  | #REF! |  |  |  | #REF! | 0 | 0 |  |  |  |  | #REF! | #REF! | #REF! | #REF! | #REF! | #REF! | #REF! |  | #REF! |  | #REF! | #REF! | #REF! | #REF! | #REF! | #REF! | #REF! | #REF! | #REF! | #REF! | #REF! | #REF! | #REF! | #REF! | #REF! | #REF! | #REF! | #REF! | #REF! | #REF! | #REF! | #REF! | #REF! | #REF! | #REF! | #REF! | #REF! | #REF! | #REF! | #REF! | #REF! | #REF! | #REF! | #REF! | #REF! | #REF! | #REF! | #REF! | #REF! | #REF! | #REF! | #REF! | #REF! | #REF! | #REF! | #REF! | #REF! | #REF! | #REF! | #REF! | #REF! | #REF! | #REF! | #REF! | #REF! | #REF! | #REF! | #REF! | #REF! | #REF! | #REF! | [10 empty] | 0 | 0 | 0 | 0 | 0 | 0 | 0 |  |  | 0 | 0 | 0 | 0 | 0 | 0 | 0 | 0 | 0 | 0 | 0 | 0 | 0 | 0 | 0 | 0 | 0 | 0 | 0 | 0 | #REF! | #REF! |  | #REF! |  | #REF! | #REF! | #REF! | #REF! | #REF! | #REF! | #REF! | #REF! | #REF! | #REF! | #REF! | #REF! | #REF! | #REF! | #REF! | #REF! | #REF! | #REF! | [10 empty] | Menor o igual que 1,2 | 1
#REF! | #REF! | #REF! | #REF! | #REF! | #REF! | #REF! | #REF! | #REF! | #REF! | #REF! | #REF! | #REF! | #REF! | #REF! | #REF! | #REF! | #REF! | #REF! | #REF! |  | 3 | #REF! |  | #REF! | #REF! | #REF! | #REF! | #REF! | #REF! | #REF! | #REF! | #REF! | #REF! | #REF! | #REF! | #REF! | #REF! | #REF! | #REF! | 50 |  | #REF! | #REF! | #REF! | #REF! | #REF! | #REF! | #REF! | #REF! | #REF! | #REF! | [16 empty] | #REF! |  |  |  |  | 0 |  | #REF! |  | #REF! |  | #REF! | #REF! |  | #REF! | #REF! | #REF! | #REF! | #REF! | #REF! | #REF! | #REF! | #REF! | #REF! | #REF! | #REF! | #REF! | #REF! | 0 | 0 | 0 | #REF! | #REF! | #REF! | #REF! |  |  |  | #REF! | #REF! | #REF! | #REF! | #REF! | #REF! | #REF! |  | #REF! |  | #REF! | #REF! | #REF! | #REF! | #REF! | #REF! | 0 | #REF! | #REF! | #REF! | #REF! | #REF! |  |  | #REF! |  |  |  | #REF! | 0 | 0 |  |  |  |  | #REF! | #REF! | #REF! | #REF! | #REF! | #REF! | #REF! |  | #REF! |  | 0 | #REF! | #REF! | #REF! | #REF! | #REF! | #REF! | #REF! | #REF! | #REF! | #REF! | #REF! | #REF! | #REF! | #REF! | #REF! | #REF! | #REF! | #REF! | [26 empty] | #REF! | #REF! | #REF! | #REF! | #REF! | #REF! | #REF! | #REF! | #REF! | #REF! | #REF! | #REF! | #REF! | #REF! | #REF! | #REF! | [10 empty] | 0 | 0 | 0 | 0 | 0 | 0 | 0 |  |  | 0 | 0 | 0 | 0 | 0 | 0 | 0 | [31 empty] | 0 | 0 | 0 | #REF! | [11 empty] | Menor o igual que 1,2 | 1
#REF! | #REF! | #REF! | #REF! | #REF! | #REF! | #REF! | #REF! | #REF! | #REF! | #REF! | #REF! | #REF! | #REF! | #REF! | #REF! | #REF! | #REF! | #REF! | #REF! | #REF! | 3 | #REF! | #REF! | #REF! | #REF! | #REF! | #REF! | #REF! | #REF! | #REF! | #REF! | #REF! | #REF! | #REF! | #REF! | #REF! | #REF! | #REF! | #REF! | 50 | #REF! | #REF! | #REF! | #REF! | #REF! | #REF! | #REF! | #REF! | #REF! | #REF! | #REF! | #REF! | #REF! | #REF! |  |  | #REF! | #REF! |  | 20 | #REF! |  | #REF! | #REF! | #REF! | #REF! | #REF! | #REF! | #REF! | #REF! | #REF! | #REF! | #REF! | #REF! | #REF! | #REF! | #REF! | #REF! | #REF! | #REF! | #REF! | #REF! | #REF! | #REF! | #REF! | #REF! | #REF! | #REF! | #REF! | #REF! | #REF! | #REF! | #REF! | #REF! | #REF! | #REF! | #REF! | #REF! | #REF! | #REF! | #REF! | #REF! |  |  |  | #REF! | #REF! | #REF! | #REF! | #REF! | #REF! | #REF! |  | #REF! |  | #REF! | #REF! | #REF! | #REF! | #REF! | #REF! | #REF! | #REF! | #REF! | #REF! | #REF! | #REF! |  |  | #REF! |  |  |  | #REF! | 0 | 0 |  |  |  |  | #REF! | #REF! | #REF! | #REF! | #REF! | #REF! | #REF! |  | #REF! |  | #REF! | #REF! | #REF! | #REF! | #REF! | #REF! | #REF! | #REF! | #REF! | #REF! | #REF! | #REF! | #REF! | #REF! | #REF! | #REF! | #REF! | #REF! | #REF! | #REF! | #REF! | #REF! | #REF! | #REF! | #REF! | #REF! | #REF! | #REF! | #REF! | #REF! | #REF! | #REF! | #REF! | #REF! | #REF! | #REF! | #REF! | #REF! | #REF! | #REF! | #REF! | #REF! | #REF! | #REF! | #REF! | #REF! | #REF! | #REF! | #REF! | #REF! | #REF! | #REF! | #REF! | #REF! | #REF! | #REF! | #REF! | #REF! | #REF! | #REF! | #REF! | [10 empty] | 0 | 0 | 0 | 0 | 0 | 0 | 0 |  |  | 0 | 0 | 0 | 0 | 0 | 0 | 0 | 0 | 0 | 0 | 0 | 0 | 0 | 0 | 0 | 0 | 0 | 0 | 0 | 0 | #REF! | #REF! |  | #REF! |  | #REF! | #REF! | #REF! | #REF! | #REF! | #REF! | #REF! | #REF! | #REF! | #REF! | #REF! | #REF! | #REF! | #REF! | #REF! | #REF! | #REF! | #REF! | [10 empty] | Menor o igual que 1,2 | 1
#REF! | #REF! | #REF! | #REF! | #REF! | #REF! | #REF! | #REF! | #REF! | #REF! | #REF! | #REF! | #REF! | #REF! | #REF! | #REF! | #REF! | #REF! | #REF! | #REF! | #REF! | 3 | #REF! | #REF! | #REF! | #REF! | #REF! | #REF! | #REF! | #REF! | #REF! | #REF! | #REF! | #REF! | #REF! | #REF! | #REF! | #REF! | #REF! | #REF! | 50 | #REF! | #REF! | #REF! | #REF! | #REF! | #REF! | #REF! | #REF! | #REF! | #REF! | #REF! | #REF! | #REF! | #REF! |  |  | #REF! | #REF! |  | 20 | #REF! |  | #REF! | #REF! | #REF! | #REF! | #REF! | #REF! | #REF! | #REF! | #REF! | #REF! | #REF! | #REF! | #REF! | #REF! | #REF! | #REF! | #REF! | #REF! | #REF! | #REF! | #REF! | #REF! | #REF! | #REF! | #REF! | #REF! | #REF! | #REF! | #REF! | #REF! | #REF! | #REF! | #REF! | #REF! | #REF! | #REF! | #REF! | #REF! | #REF! | #REF! |  |  |  | #REF! | #REF! | #REF! | #REF! | #REF! | #REF! | #REF! |  | #REF! |  | #REF! | #REF! | #REF! | #REF! | #REF! | #REF! | #REF! | #REF! | #REF! | #REF! | #REF! | #REF! |  |  | #REF! |  |  |  | #REF! | 0 | 0 |  |  |  |  | #REF! | #REF! | #REF! | #REF! | #REF! | #REF! | #REF! |  | #REF! |  | #REF! | #REF! | #REF! | #REF! | #REF! | #REF! | #REF! | #REF! | #REF! | #REF! | #REF! | #REF! | #REF! | #REF! | #REF! | #REF! | #REF! | #REF! | #REF! | #REF! | #REF! | #REF! | #REF! | #REF! | #REF! | #REF! | #REF! | #REF! | #REF! | #REF! | #REF! | #REF! | #REF! | #REF! | #REF! | #REF! | #REF! | #REF! | #REF! | #REF! | #REF! | #REF! | #REF! | #REF! | #REF! | #REF! | #REF! | #REF! | #REF! | #REF! | #REF! | #REF! | #REF! | #REF! | #REF! | #REF! | #REF! | #REF! | #REF! | #REF! | #REF! | [10 empty] | 0 | 0 | 0 | 0 | 0 | 0 | 0 |  |  | 0 | 0 | 0 | 0 | 0 | 0 | 0 | 0 | 0 | 0 | 0 | 0 | 0 | 0 | 0 | 0 | 0 | 0 | 0 | 0 | #REF! | #REF! |  | #REF! |  | #REF! | #REF! | #REF! | #REF! | #REF! | #REF! | #REF! | #REF! | #REF! | #REF! | #REF! | #REF! | #REF! | #REF! | #REF! | #REF! | #REF! | #REF! | [10 empty] | Menor o igual que 1,2 | 1
#REF! | #REF! | #REF! | #REF! | #REF! | #REF! | #REF! | #REF! | #REF! | #REF! | #REF! | #REF! | #REF! | #REF! | #REF! | #REF! | #REF! | #REF! | #REF! | #REF! | #REF! | 3 | #REF! | #REF! | #REF! | #REF! | #REF! | #REF! | #REF! | #REF! | #REF! | #REF! | #REF! | #REF! | #REF! | #REF! | #REF! | #REF! | #REF! | #REF! | 50 | #REF! | #REF! | #REF! | #REF! | #REF! | #REF! | #REF! | #REF! | #REF! | #REF! | #REF! | #REF! | #REF! | #REF! |  |  | #REF! | #REF! |  | 20 | #REF! |  | #REF! | #REF! | #REF! | #REF! | #REF! | #REF! | #REF! | #REF! | #REF! | #REF! | #REF! | #REF! | #REF! | #REF! | #REF! | #REF! | #REF! | #REF! | #REF! | #REF! | #REF! | #REF! | #REF! | #REF! | #REF! | #REF! | #REF! | #REF! | #REF! | #REF! | #REF! | #REF! | #REF! | #REF! | #REF! | #REF! | #REF! | #REF! | #REF! | #REF! |  |  |  | #REF! | #REF! | #REF! | #REF! | #REF! | #REF! | #REF! |  | #REF! |  | #REF! | #REF! | #REF! | #REF! | #REF! | #REF! | #REF! | #REF! | #REF! | #REF! | #REF! | #REF! |  |  | #REF! |  |  |  | #REF! | 0 | 0 |  |  |  |  | #REF! | #REF! | #REF! | #REF! | #REF! | #REF! | #REF! |  | #REF! |  | #REF! | #REF! | #REF! | #REF! | #REF! | #REF! | #REF! | #REF! | #REF! | #REF! | #REF! | #REF! | #REF! | #REF! | #REF! | #REF! | #REF! | #REF! | #REF! | #REF! | #REF! | #REF! | #REF! | #REF! | #REF! | #REF! | #REF! | #REF! | #REF! | #REF! | #REF! | #REF! | #REF! | #REF! | #REF! | #REF! | #REF! | #REF! | #REF! | #REF! | #REF! | #REF! | #REF! | #REF! | #REF! | #REF! | #REF! | #REF! | #REF! | #REF! | #REF! | #REF! | #REF! | #REF! | #REF! | #REF! | #REF! | #REF! | #REF! | #REF! | #REF! | [10 empty] | 0 | 0 | 0 | 0 | 0 | 0 | 0 |  |  | 0 | 0 | 0 | 0 | 0 | 0 | 0 | 0 | 0 | 0 | 0 | 0 | 0 | 0 | 0 | 0 | 0 | 0 | 0 | 0 | #REF! | #REF! |  | #REF! |  | #REF! | #REF! | #REF! | #REF! | #REF! | #REF! | #REF! | #REF! | #REF! | #REF! | #REF! | #REF! | #REF! | #REF! | #REF! | #REF! | #REF! | #REF! | [10 empty] | Menor o igual que 1,2 | 1
#REF! | #REF! | #REF! | #REF! | #REF! | #REF! | #REF! | #REF! | #REF! | #REF! | #REF! | #REF! | #REF! | #REF! | #REF! | #REF! | #REF! | #REF! | #REF! | #REF! |  | 3 | #REF! |  | #REF! | #REF! | #REF! | #REF! | #REF! | #REF! | #REF! | #REF! | #REF! | #REF! | #REF! | [12 empty] | #REF! | #REF! | #REF! | #REF! | #REF! | [16 empty] | #REF! |  |  |  |  | 0 |  | #REF! |  | #REF! |  | #REF! | #REF! |  | #REF! | 0 | 0 | 0 | #REF! | #REF! | #REF! |  |  |  | #REF! | #REF! | #REF! | #REF! | 0 | 0 | 0 | #REF! | [6 empty] | #REF! | #REF! | #REF! | #REF! | #REF! | #REF! | #REF! |  | #REF! |  | #REF! | #REF! | #REF! | #REF! | #REF! | #REF! | 0 | #REF! | #REF! | #REF! | #REF! | #REF! |  |  | #REF! |  |  |  | #REF! | 0 | 0 |  |  |  |  | #REF! | #REF! | #REF! | #REF! | #REF! | #REF! | #REF! |  | #REF! |  | 0 | #REF! | #REF! | #REF! | #REF! | #REF! | #REF! | #REF! | #REF! | #REF! | #REF! | #REF! | #REF! | #REF! | #REF! | #REF! | #REF! | #REF! | #REF! | [26 empty] | #REF! | #REF! | #REF! | #REF! | #REF! | #REF! | #REF! | #REF! | #REF! | #REF! | #REF! | #REF! | #REF! | #REF! | #REF! | #REF! | [10 empty] | 0 | 0 | 0 | 0 | 0 | 0 | 0 |  |  | 0 | 0 | 0 | 0 | 0 | 0 | 0 | [31 empty] | 0 | 0 | 0 | #REF! | [11 empty] | Menor o igual que 1,2 | 1
#REF! | #REF! | #REF! | #REF! | #REF! | #REF! | #REF! | #REF! | #REF! | #REF! | #REF! | #REF! | #REF! | #REF! | #REF! | #REF! | #REF! | #REF! | #REF! | #REF! | #REF! | 3 | #REF! | #REF! | #REF! | #REF! | #REF! | #REF! | #REF! | #REF! | #REF! | #REF! | #REF! | #REF! | #REF! | #REF! | #REF! | #REF! | #REF! | #REF! | 50 | #REF! | #REF! | #REF! | #REF! | #REF! | #REF! | #REF! | #REF! | #REF! | #REF! | #REF! | #REF! | #REF! | #REF! |  |  | #REF! | #REF! |  | 20 | #REF! |  | #REF! | #REF! | #REF! | #REF! | #REF! | #REF! | #REF! | #REF! | #REF! | #REF! | #REF! | #REF! | #REF! | #REF! | #REF! | #REF! | #REF! | #REF! | #REF! | #REF! | #REF! | #REF! | #REF! | #REF! | #REF! | #REF! | #REF! | #REF! | #REF! | #REF! | #REF! | #REF! | #REF! | #REF! | #REF! | #REF! | #REF! | #REF! | #REF! | #REF! |  |  |  | #REF! | #REF! | #REF! | #REF! | #REF! | #REF! | #REF! |  | #REF! |  | #REF! | #REF! | #REF! | #REF! | #REF! | #REF! | #REF! | #REF! | #REF! | #REF! | #REF! | #REF! |  |  | #REF! |  |  |  | #REF! | 0 | 0 |  |  |  |  | #REF! | #REF! | #REF! | #REF! | #REF! | #REF! | #REF! |  | #REF! |  | #REF! | #REF! | #REF! | #REF! | #REF! | #REF! | #REF! | #REF! | #REF! | #REF! | #REF! | #REF! | #REF! | #REF! | #REF! | #REF! | #REF! | #REF! | #REF! | #REF! | #REF! | #REF! | #REF! | #REF! | #REF! | #REF! | #REF! | #REF! | #REF! | #REF! | #REF! | #REF! | #REF! | #REF! | #REF! | #REF! | #REF! | #REF! | #REF! | #REF! | #REF! | #REF! | #REF! | #REF! | #REF! | #REF! | #REF! | #REF! | #REF! | #REF! | #REF! | #REF! | #REF! | #REF! | #REF! | #REF! | #REF! | #REF! | #REF! | #REF! | #REF! | [10 empty] | 0 | 0 | 0 | 0 | 0 | 0 | 0 |  |  | 0 | 0 | 0 | 0 | 0 | 0 | 0 | 0 | 0 | 0 | 0 | 0 | 0 | 0 | 0 | 0 | 0 | 0 | 0 | 0 | #REF! | #REF! |  | #REF! |  | #REF! | #REF! | #REF! | #REF! | #REF! | #REF! | #REF! | #REF! | #REF! | #REF! | #REF! | #REF! | #REF! | #REF! | #REF! | #REF! | #REF! | #REF! | [10 empty] | Menor o igual que 1,2 | 1
#REF! | #REF! | #REF! | #REF! | #REF! | #REF! | #REF! | #REF! | #REF! | #REF! | #REF! | #REF! | #REF! | #REF! | #REF! | #REF! | #REF! | #REF! | #REF! | #REF! | #REF! | 3 | #REF! | #REF! | #REF! | #REF! | #REF! | #REF! | #REF! | #REF! | #REF! | #REF! | #REF! | #REF! | #REF! | #REF! | #REF! | #REF! | #REF! | #REF! | 50 | #REF! | #REF! | #REF! | #REF! | #REF! | #REF! | #REF! | #REF! | #REF! | #REF! | #REF! | #REF! | #REF! | #REF! |  |  | #REF! | #REF! |  | 20 | #REF! |  | #REF! | #REF! | #REF! | #REF! | #REF! | #REF! | #REF! | #REF! | #REF! | #REF! | #REF! | #REF! | #REF! | #REF! | #REF! | #REF! | #REF! | #REF! | #REF! | #REF! | #REF! | #REF! | #REF! | #REF! | #REF! | #REF! | #REF! | #REF! | #REF! | #REF! | #REF! | #REF! | #REF! | #REF! | #REF! | #REF! | #REF! | #REF! | #REF! | #REF! |  |  |  | #REF! | #REF! | #REF! | #REF! | #REF! | #REF! | #REF! |  | #REF! |  | #REF! | #REF! | #REF! | #REF! | #REF! | #REF! | #REF! | #REF! | #REF! | #REF! | #REF! | #REF! |  |  | #REF! |  |  |  | #REF! | 0 | 0 |  |  |  |  | #REF! | #REF! | #REF! | #REF! | #REF! | #REF! | #REF! |  | #REF! |  | #REF! | #REF! | #REF! | #REF! | #REF! | #REF! | #REF! | #REF! | #REF! | #REF! | #REF! | #REF! | #REF! | #REF! | #REF! | #REF! | #REF! | #REF! | #REF! | #REF! | #REF! | #REF! | #REF! | #REF! | #REF! | #REF! | #REF! | #REF! | #REF! | #REF! | #REF! | #REF! | #REF! | #REF! | #REF! | #REF! | #REF! | #REF! | #REF! | #REF! | #REF! | #REF! | #REF! | #REF! | #REF! | #REF! | #REF! | #REF! | #REF! | #REF! | #REF! | #REF! | #REF! | #REF! | #REF! | #REF! | #REF! | #REF! | #REF! | #REF! | #REF! | [10 empty] | 0 | 0 | 0 | 0 | 0 | 0 | 0 |  |  | 0 | 0 | 0 | 0 | 0 | 0 | 0 | 0 | 0 | 0 | 0 | 0 | 0 | 0 | 0 | 0 | 0 | 0 | 0 | 0 | #REF! | #REF! |  | #REF! |  | #REF! | #REF! | #REF! | #REF! | #REF! | #REF! | #REF! | #REF! | #REF! | #REF! | #REF! | #REF! | #REF! | #REF! | #REF! | #REF! | #REF! | #REF! | [10 empty] | Menor o igual que 1,2 | 1
#REF! | #REF! | #REF! | #REF! | #REF! | #REF! | #REF! | #REF! | #REF! | #REF! | #REF! | #REF! | #REF! | #REF! | #REF! | #REF! | #REF! | #REF! | #REF! | #REF! |  | 3 | #REF! |  | #REF! | #REF! | #REF! | #REF! | #REF! | #REF! | #REF! | #REF! | #REF! | #REF! | #REF! | #REF! | #REF! | #REF! | #REF! | #REF! | 50 |  | #REF! | #REF! | #REF! | #REF! | #REF! | #REF! | #REF! | #REF! | #REF! | #REF! | [16 empty] | #REF! |  |  |  |  | 0 |  | #REF! |  | #REF! |  | #REF! | #REF! |  | #REF! | #REF! | #REF! | #REF! | #REF! | #REF! | #REF! | #REF! | #REF! | #REF! | #REF! | #REF! | #REF! | #REF! | 0 | 0 | 0 | #REF! | #REF! | #REF! | #REF! |  |  |  | #REF! | #REF! | #REF! | #REF! | #REF! | #REF! | #REF! |  | #REF! |  | #REF! | #REF! | #REF! | #REF! | #REF! | #REF! | 0 | #REF! | #REF! | #REF! | #REF! | #REF! |  |  | #REF! |  |  |  | #REF! | 0 | 0 |  |  |  |  | #REF! | #REF! | #REF! | #REF! | #REF! | #REF! | #REF! |  | #REF! |  | 0 | #REF! | #REF! | #REF! | #REF! | #REF! | #REF! | #REF! | #REF! | #REF! | #REF! | #REF! | #REF! | #REF! | #REF! | #REF! | #REF! | #REF! | #REF! | [26 empty] | #REF! | #REF! | #REF! | #REF! | #REF! | #REF! | #REF! | #REF! | #REF! | #REF! | #REF! | #REF! | #REF! | #REF! | #REF! | #REF! | [10 empty] | 0 | 0 | 0 | 0 | 0 | 0 | 0 |  |  | 0 | 0 | 0 | 0 | 0 | 0 | 0 | [31 empty] | 0 | 0 | 0 | #REF! | [11 empty] | Menor o igual que 1,2 | 1
#REF! | #REF! | #REF! | #REF! | #REF! | #REF! | #REF! | #REF! | #REF! | #REF! | #REF! | #REF! | #REF! | #REF! | #REF! | #REF! | #REF! | #REF! | #REF! | #REF! | #REF! | 3 | #REF! | #REF! | #REF! | #REF! | #REF! | #REF! | #REF! | #REF! | #REF! | #REF! | #REF! | #REF! | #REF! | #REF! | #REF! | #REF! | #REF! | #REF! | 50 | #REF! | #REF! | #REF! | #REF! | #REF! | #REF! | #REF! | #REF! | #REF! | #REF! | #REF! | #REF! | #REF! | #REF! |  |  | #REF! | #REF! |  | 20 | #REF! |  | #REF! | #REF! | #REF! | #REF! | #REF! | #REF! | #REF! | #REF! | #REF! | #REF! | #REF! | #REF! | #REF! | #REF! | #REF! | #REF! | #REF! | #REF! | #REF! | #REF! | #REF! | #REF! | #REF! | #REF! | #REF! | #REF! | #REF! | #REF! | #REF! | #REF! | #REF! | #REF! | #REF! | #REF! | #REF! | #REF! | #REF! | #REF! | #REF! | #REF! |  |  |  | #REF! | #REF! | #REF! | #REF! | #REF! | #REF! | #REF! |  | #REF! |  | #REF! | #REF! | #REF! | #REF! | #REF! | #REF! | #REF! | #REF! | #REF! | #REF! | #REF! | #REF! |  |  | #REF! |  |  |  | #REF! | 0 | 0 |  |  |  |  | #REF! | #REF! | #REF! | #REF! | #REF! | #REF! | #REF! |  | #REF! |  | #REF! | #REF! | #REF! | #REF! | #REF! | #REF! | #REF! | #REF! | #REF! | #REF! | #REF! | #REF! | #REF! | #REF! | #REF! | #REF! | #REF! | #REF! | #REF! | #REF! | #REF! | #REF! | #REF! | #REF! | #REF! | #REF! | #REF! | #REF! | #REF! | #REF! | #REF! | #REF! | #REF! | #REF! | #REF! | #REF! | #REF! | #REF! | #REF! | #REF! | #REF! | #REF! | #REF! | #REF! | #REF! | #REF! | #REF! | #REF! | #REF! | #REF! | #REF! | #REF! | #REF! | #REF! | #REF! | #REF! | #REF! | #REF! | #REF! | #REF! | #REF! | [10 empty] | 0 | 0 | 0 | 0 | 0 | 0 | 0 |  |  | 0 | 0 | 0 | 0 | 0 | 0 | 0 | 0 | 0 | 0 | 0 | 0 | 0 | 0 | 0 | 0 | 0 | 0 | 0 | 0 | #REF! | #REF! |  | #REF! |  | #REF! | #REF! | #REF! | #REF! | #REF! | #REF! | #REF! | #REF! | #REF! | #REF! | #REF! | #REF! | #REF! | #REF! | #REF! | #REF! | #REF! | #REF! | [10 empty] | Menor o igual que 1,2 | 1
#REF! | #REF! | #REF! | #REF! | #REF! | #REF! | #REF! | #REF! | #REF! | #REF! | #REF! | #REF! | #REF! | #REF! | #REF! | #REF! | #REF! | #REF! | #REF! | #REF! |  | 3 | #REF! |  | #REF! | #REF! | #REF! | #REF! | #REF! | #REF! | #REF! | #REF! | #REF! | #REF! | #REF! | #REF! | #REF! | #REF! | #REF! | #REF! | 50 |  | #REF! | #REF! | #REF! | #REF! | #REF! | #REF! | #REF! | #REF! | #REF! | #REF! | [16 empty] | #REF! |  |  |  |  | 0 |  | #REF! |  | #REF! |  | #REF! | #REF! |  | #REF! | #REF! | #REF! | #REF! | #REF! | #REF! | #REF! | #REF! | #REF! | #REF! | #REF! | #REF! | #REF! | #REF! | 0 | 0 | 0 | #REF! | #REF! | #REF! | #REF! |  |  |  | #REF! | #REF! | #REF! | #REF! | #REF! | #REF! | #REF! |  | #REF! |  | #REF! | #REF! | #REF! | #REF! | #REF! | #REF! | 0 | #REF! | #REF! | #REF! | #REF! | #REF! |  |  | #REF! |  |  |  | #REF! | 0 | 0 |  |  |  |  | #REF! | #REF! | #REF! | #REF! | #REF! | #REF! | #REF! |  | #REF! |  | 0 | #REF! | #REF! | #REF! | #REF! | #REF! | #REF! | #REF! | #REF! | #REF! | #REF! | #REF! | #REF! | #REF! | #REF! | #REF! | #REF! | #REF! | #REF! | [26 empty] | #REF! | #REF! | #REF! | #REF! | #REF! | #REF! | #REF! | #REF! | #REF! | #REF! | #REF! | #REF! | #REF! | #REF! | #REF! | #REF! | [10 empty] | 0 | 0 | 0 | 0 | 0 | 0 | 0 |  |  | 0 | 0 | 0 | 0 | 0 | 0 | 0 | [31 empty] | 0 | 0 | 0 | #REF! | [11 empty] | Menor o igual que 1,2 | 1
#REF! | #REF! | #REF! | #REF! | #REF! | #REF! | #REF! | #REF! | #REF! | #REF! | #REF! | #REF! | #REF! | #REF! | #REF! | #REF! | #REF! | #REF! | #REF! | #REF! | #REF! | 3 | #REF! | #REF! | #REF! | #REF! | #REF! | #REF! | #REF! | #REF! | #REF! | #REF! | #REF! | #REF! | #REF! | #REF! | #REF! | #REF! | #REF! | #REF! | 50 | #REF! | #REF! | #REF! | #REF! | #REF! | #REF! | #REF! | #REF! | #REF! | #REF! | #REF! | #REF! | #REF! | #REF! |  |  | #REF! | #REF! |  | 20 | #REF! |  | #REF! | #REF! | #REF! | #REF! | #REF! | #REF! | #REF! | #REF! | #REF! | #REF! | #REF! | #REF! | #REF! | #REF! | #REF! | #REF! | #REF! | #REF! | #REF! | #REF! | #REF! | #REF! | #REF! | #REF! | #REF! | #REF! | #REF! | #REF! | #REF! | #REF! | #REF! | #REF! | #REF! | #REF! | #REF! | #REF! | #REF! | #REF! | #REF! | #REF! |  |  |  | #REF! | #REF! | #REF! | #REF! | #REF! | #REF! | #REF! |  | #REF! |  | #REF! | #REF! | #REF! | #REF! | #REF! | #REF! | #REF! | #REF! | #REF! | #REF! | #REF! | #REF! |  |  | #REF! |  |  |  | #REF! | 0 | 0 |  |  |  |  | #REF! | #REF! | #REF! | #REF! | #REF! | #REF! | #REF! |  | #REF! |  | #REF! | #REF! | #REF! | #REF! | #REF! | #REF! | #REF! | #REF! | #REF! | #REF! | #REF! | #REF! | #REF! | #REF! | #REF! | #REF! | #REF! | #REF! | #REF! | #REF! | #REF! | #REF! | #REF! | #REF! | #REF! | #REF! | #REF! | #REF! | #REF! | #REF! | #REF! | #REF! | #REF! | #REF! | #REF! | #REF! | #REF! | #REF! | #REF! | #REF! | #REF! | #REF! | #REF! | #REF! | #REF! | #REF! | #REF! | #REF! | #REF! | #REF! | #REF! | #REF! | #REF! | #REF! | #REF! | #REF! | #REF! | #REF! | #REF! | #REF! | #REF! | [10 empty] | 0 | 0 | 0 | 0 | 0 | 0 | 0 |  |  | 0 | 0 | 0 | 0 | 0 | 0 | 0 | 0 | 0 | 0 | 0 | 0 | 0 | 0 | 0 | 0 | 0 | 0 | 0 | 0 | #REF! | #REF! |  | #REF! |  | #REF! | #REF! | #REF! | #REF! | #REF! | #REF! | #REF! | #REF! | #REF! | #REF! | #REF! | #REF! | #REF! | #REF! | #REF! | #REF! | #REF! | #REF! | [10 empty] | Menor o igual que 1,2 | 1
#REF! | #REF! | #REF! | #REF! | #REF! | #REF! | #REF! | #REF! | #REF! | #REF! | #REF! | #REF! | #REF! | #REF! | #REF! | #REF! | #REF! | #REF! | #REF! | #REF! |  | 3 | #REF! |  | #REF! | #REF! | #REF! | #REF! | #REF! | #REF! | #REF! | #REF! | #REF! | #REF! | #REF! | #REF! | #REF! | #REF! | #REF! | #REF! | 50 |  | #REF! | #REF! | #REF! | #REF! | #REF! | #REF! | #REF! | #REF! | #REF! | #REF! | #REF! | #REF! | #REF! | [13 empty] | #REF! |  |  |  |  | 0 |  | #REF! |  | #REF! |  | #REF! | #REF! |  | #REF! | #REF! | #REF! | #REF! | #REF! | #REF! | #REF! | #REF! | #REF! | #REF! | #REF! | #REF! | #REF! | #REF! | 0 | 0 | 0 | #REF! | #REF! | #REF! | #REF! |  |  |  | #REF! | #REF! | #REF! | #REF! | #REF! | #REF! | #REF! |  | #REF! |  | #REF! | #REF! | #REF! | #REF! | #REF! | #REF! | 0 | #REF! | #REF! | #REF! | #REF! | #REF! |  |  | #REF! |  |  |  | #REF! | 0 | 0 |  |  |  |  | #REF! | #REF! | #REF! | #REF! | #REF! | #REF! | #REF! |  | #REF! |  | 0 | #REF! | #REF! | #REF! | #REF! | #REF! | #REF! | #REF! | #REF! | #REF! | #REF! | #REF! | #REF! | #REF! | #REF! | #REF! | #REF! | #REF! | #REF! | [26 empty] | #REF! | #REF! | #REF! | #REF! | #REF! | #REF! | #REF! | #REF! | #REF! | #REF! | #REF! | #REF! | #REF! | #REF! | #REF! | #REF! | [10 empty] | 0 | 0 | 0 | 0 | 0 | 0 | 0 |  |  | 0 | 0 | 0 | 0 | 0 | 0 | 0 | [31 empty] | 0 | 0 | 0 | #REF! | [11 empty] | Menor o igual que 1,2 | 1
#REF! | #REF! | #REF! | #REF! | #REF! | #REF! | #REF! | #REF! | #REF! | #REF! | #REF! | #REF! | #REF! | #REF! | #REF! | #REF! | #REF! | #REF! | #REF! | #REF! | #REF! | 3 | #REF! | #REF! | #REF! | #REF! | #REF! | #REF! | #REF! | #REF! | #REF! | #REF! | #REF! | #REF! | #REF! | #REF! | #REF! | #REF! | #REF! | #REF! | 50 | #REF! | #REF! | #REF! | #REF! | #REF! | #REF! | #REF! | #REF! | #REF! | #REF! | #REF! | #REF! | #REF! | #REF! |  |  | #REF! | #REF! |  | 20 | #REF! |  | #REF! | #REF! | #REF! | #REF! | #REF! | #REF! | #REF! | #REF! | #REF! | #REF! | #REF! | #REF! | #REF! | #REF! | #REF! | #REF! | #REF! | #REF! | #REF! | #REF! | #REF! | #REF! | #REF! | #REF! | #REF! | #REF! | #REF! | #REF! | #REF! | #REF! | #REF! | #REF! | #REF! | #REF! | #REF! | #REF! | #REF! | #REF! | #REF! | #REF! |  |  |  | #REF! | #REF! | #REF! | #REF! | #REF! | #REF! | #REF! |  | #REF! |  | #REF! | #REF! | #REF! | #REF! | #REF! | #REF! | #REF! | #REF! | #REF! | #REF! | #REF! | #REF! |  |  | #REF! |  |  |  | #REF! | 0 | 0 |  |  |  |  | #REF! | #REF! | #REF! | #REF! | #REF! | #REF! | #REF! |  | #REF! |  | #REF! | #REF! | #REF! | #REF! | #REF! | #REF! | #REF! | #REF! | #REF! | #REF! | #REF! | #REF! | #REF! | #REF! | #REF! | #REF! | #REF! | #REF! | #REF! | #REF! | #REF! | #REF! | #REF! | #REF! | #REF! | #REF! | #REF! | #REF! | #REF! | #REF! | #REF! | #REF! | #REF! | #REF! | #REF! | #REF! | #REF! | #REF! | #REF! | #REF! | #REF! | #REF! | #REF! | #REF! | #REF! | #REF! | #REF! | #REF! | #REF! | #REF! | #REF! | #REF! | #REF! | #REF! | #REF! | #REF! | #REF! | #REF! | #REF! | #REF! | #REF! | [10 empty] | 0 | 0 | 0 | 0 | 0 | 0 | 0 |  |  | 0 | 0 | 0 | 0 | 0 | 0 | 0 | 0 | 0 | 0 | 0 | 0 | 0 | 0 | 0 | 0 | 0 | 0 | 0 | 0 | 0 | 0 |  | #REF! |  | #REF! | #REF! | #REF! | #REF! | #REF! | #REF! | #REF! | #REF! | #REF! | #REF! | #REF! | #REF! | #REF! | #REF! | #REF! | #REF! | #REF! | #REF! | [10 empty] | Menor o igual que 1,2 | 1
#REF! | #REF! | #REF! | #REF! | #REF! | #REF! | #REF! | #REF! | #REF! | #REF! | #REF! | #REF! | #REF! | #REF! | #REF! | #REF! | #REF! | #REF! | #REF! | #REF! |  | 3 | #REF! |  | #REF! | #REF! | #REF! | #REF! | #REF! | #REF! | #REF! | #REF! | #REF! | #REF! | #REF! | #REF! | #REF! | #REF! | #REF! | #REF! | 50 |  | #REF! | #REF! | #REF! | #REF! | #REF! | #REF! | #REF! | #REF! | #REF! | #REF! | #REF! | #REF! | #REF! | [13 empty] | #REF! |  |  |  |  | 0 |  | #REF! |  | #REF! |  | #REF! | #REF! |  | #REF! | #REF! | #REF! | #REF! | #REF! | #REF! | #REF! | #REF! | #REF! | #REF! | #REF! | #REF! | #REF! | #REF! | 0 | 0 | 0 | #REF! | #REF! | #REF! | #REF! |  |  |  | #REF! | #REF! | #REF! | #REF! | #REF! | #REF! | #REF! |  | #REF! |  | #REF! | #REF! | #REF! | #REF! | #REF! | #REF! | 0 | #REF! | #REF! | #REF! | #REF! | #REF! |  |  | #REF! |  |  |  | #REF! | 0 | 0 |  |  |  |  | #REF! | #REF! | #REF! | #REF! | #REF! | #REF! | #REF! |  | #REF! |  | 0 | #REF! | #REF! | #REF! | #REF! | #REF! | #REF! | #REF! | #REF! | #REF! | #REF! | #REF! | #REF! | #REF! | #REF! | #REF! | #REF! | #REF! | #REF! | [26 empty] | #REF! | #REF! | #REF! | #REF! | #REF! | #REF! | #REF! | #REF! | #REF! | #REF! | #REF! | #REF! | #REF! | #REF! | #REF! | #REF! | [10 empty] | 0 | 0 | 0 | 0 | 0 | 0 | 0 |  |  | 0 | 0 | 0 | 0 | 0 | 0 | 0 | [31 empty] | 0 | 0 | 0 | #REF! | [11 empty] | Menor o igual que 1,2 | 1
#REF! | #REF! | #REF! | #REF! | #REF! | #REF! | #REF! | #REF! | #REF! | #REF! | #REF! | #REF! | #REF! | #REF! | #REF! | #REF! | #REF! | #REF! | #REF! | #REF! | #REF! | 3 | #REF! | #REF! | #REF! | #REF! | #REF! | #REF! | #REF! | #REF! | #REF! | #REF! | #REF! | #REF! | #REF! | #REF! | #REF! | #REF! | #REF! | #REF! | 50 | #REF! | #REF! | #REF! | #REF! | #REF! | #REF! | #REF! | #REF! | #REF! | #REF! | 0 | #REF! | #REF! | #REF! |  |  | #REF! | #REF! |  | 20 | #REF! |  | #REF! | #REF! | #REF! | #REF! | #REF! | #REF! | #REF! | #REF! | #REF! | #REF! | #REF! | #REF! | #REF! | #REF! | #REF! | #REF! | #REF! | #REF! | #REF! | #REF! | #REF! | #REF! | #REF! | #REF! | #REF! | #REF! | #REF! | #REF! | #REF! | #REF! | #REF! | #REF! | #REF! | #REF! | #REF! | #REF! | #REF! | #REF! | #REF! | #REF! |  |  |  | #REF! | #REF! | #REF! | #REF! | #REF! | #REF! | #REF! |  | #REF! |  | #REF! | #REF! | #REF! | #REF! | #REF! | #REF! | #REF! | #REF! | #REF! | #REF! | #REF! | #REF! |  |  | #REF! |  |  |  | #REF! | 0 | 0 |  |  |  |  | #REF! | #REF! | #REF! | #REF! | #REF! | #REF! | #REF! |  | #REF! |  | #REF! | #REF! | #REF! | #REF! | #REF! | #REF! | #REF! | #REF! | #REF! | #REF! | #REF! | #REF! | #REF! | #REF! | #REF! | #REF! | #REF! | #REF! | #REF! | #REF! | #REF! | #REF! | #REF! | #REF! | #REF! | #REF! | #REF! | #REF! | #REF! | #REF! | #REF! | #REF! | #REF! | #REF! | #REF! | #REF! | #REF! | #REF! | #REF! | #REF! | #REF! | #REF! | #REF! | #REF! | #REF! | #REF! | #REF! | #REF! | #REF! | #REF! | #REF! | #REF! | #REF! | #REF! | #REF! | #REF! | #REF! | #REF! | #REF! | #REF! | #REF! | [10 empty] | 0 | 0 | 0 | 0 | 0 | 0 | 0 |  |  | 0 | 0 | 0 | 0 | 0 | 0 | 0 | 0 | 0 | 0 | 0 | 0 | 0 | 0 | 0 | 0 | 0 | 0 | 0 | 0 | #REF! | #REF! |  | #REF! |  | #REF! | #REF! | #REF! | #REF! | #REF! | #REF! | #REF! | #REF! | #REF! | #REF! | #REF! | #REF! | #REF! | #REF! | #REF! | #REF! | #REF! | #REF! | [10 empty] | Menor o igual que 1,2 | 1
#REF! | #REF! | #REF! | #REF! | #REF! | #REF! | #REF! | #REF! | #REF! | #REF! | #REF! | #REF! | #REF! | #REF! | #REF! | #REF! | #REF! | #REF! | #REF! | #REF! | #REF! | 3 | #REF! | #REF! | #REF! | #REF! | #REF! | #REF! | #REF! | #REF! | #REF! | #REF! | #REF! | #REF! | #REF! | #REF! | #REF! | #REF! | #REF! | #REF! | 50 | #REF! | #REF! | #REF! | #REF! | #REF! | #REF! | #REF! | #REF! | #REF! | #REF! | #REF! | #REF! | #REF! | #REF! |  |  | #REF! | #REF! |  | 20 | #REF! |  | #REF! | #REF! | #REF! | #REF! | #REF! | #REF! | #REF! | #REF! | #REF! | #REF! | #REF! | #REF! | #REF! | #REF! | #REF! | #REF! | #REF! | #REF! | #REF! | #REF! | #REF! | #REF! | #REF! | #REF! | #REF! | #REF! | #REF! | #REF! | #REF! | #REF! | #REF! | #REF! | #REF! | #REF! | #REF! | #REF! | #REF! | #REF! | #REF! | #REF! |  |  |  | #REF! | #REF! | #REF! | #REF! | #REF! | #REF! | #REF! |  | #REF! |  | #REF! | #REF! | #REF! | #REF! | #REF! | #REF! | #REF! | #REF! | #REF! | #REF! | #REF! | #REF! |  |  | #REF! |  |  |  | #REF! | 0 | 0 |  |  |  |  | #REF! | #REF! | #REF! | #REF! | #REF! | #REF! | #REF! |  | #REF! |  | #REF! | #REF! | #REF! | #REF! | #REF! | #REF! | #REF! | #REF! | #REF! | #REF! | #REF! | #REF! | #REF! | #REF! | #REF! | #REF! | #REF! | #REF! | #REF! | #REF! | #REF! | #REF! | #REF! | #REF! | #REF! | #REF! | #REF! | #REF! | #REF! | #REF! | #REF! | #REF! | #REF! | #REF! | #REF! | #REF! | #REF! | #REF! | #REF! | #REF! | #REF! | #REF! | #REF! | #REF! | #REF! | #REF! | #REF! | #REF! | #REF! | #REF! | #REF! | #REF! | #REF! | #REF! | #REF! | #REF! | #REF! | #REF! | #REF! | #REF! | #REF! | [10 empty] | 0 | 0 | 0 | 0 | 0 | 0 | 0 |  |  | 0 | 0 | 0 | 0 | 0 | 0 | 0 | 0 | 0 | 0 | 0 | 0 | 0 | 0 | 0 | 0 | 0 | 0 | 0 | 0 | #REF! | #REF! |  | #REF! |  | #REF! | #REF! | #REF! | #REF! | #REF! | #REF! | #REF! | #REF! | #REF! | #REF! | #REF! | #REF! | #REF! | #REF! | #REF! | #REF! | #REF! | #REF! | [10 empty] | Menor o igual que 1,2 | 1
#REF! | #REF! | #REF! | #REF! | #REF! | #REF! | #REF! | #REF! | #REF! | #REF! | #REF! | #REF! | #REF! | #REF! | #REF! | #REF! | #REF! | #REF! | #REF! | #REF! | #REF! | 3 | #REF! | #REF! | #REF! | #REF! | #REF! | #REF! | #REF! | #REF! | #REF! | #REF! | #REF! | #REF! | #REF! | #REF! | #REF! | #REF! | #REF! | #REF! | 50 | #REF! | #REF! | #REF! | #REF! | #REF! | #REF! | #REF! | #REF! | #REF! | #REF! | #REF! | #REF! | #REF! | #REF! |  |  | #REF! | #REF! |  | 20 | #REF! |  | #REF! | #REF! | #REF! | #REF! | #REF! | #REF! | #REF! | #REF! | #REF! | #REF! | #REF! | #REF! | #REF! | #REF! | #REF! | #REF! | #REF! | #REF! | #REF! | #REF! | #REF! | #REF! | #REF! | #REF! | #REF! | #REF! | #REF! | #REF! | #REF! | #REF! | #REF! | #REF! | #REF! | #REF! | #REF! | #REF! | #REF! | #REF! | #REF! | #REF! |  |  |  | #REF! | #REF! | #REF! | #REF! | #REF! | #REF! | #REF! |  | #REF! |  | #REF! | #REF! | #REF! | #REF! | #REF! | #REF! | #REF! | #REF! | #REF! | #REF! | #REF! | #REF! |  |  | #REF! |  |  |  | #REF! | 0 | 0 |  |  |  |  | #REF! | #REF! | #REF! | #REF! | #REF! | #REF! | #REF! |  | #REF! |  | #REF! | #REF! | #REF! | #REF! | #REF! | #REF! | #REF! | #REF! | #REF! | #REF! | #REF! | #REF! | #REF! | #REF! | #REF! | #REF! | #REF! | #REF! | #REF! | #REF! | #REF! | #REF! | #REF! | #REF! | #REF! | #REF! | #REF! | #REF! | #REF! | #REF! | #REF! | #REF! | #REF! | #REF! | #REF! | #REF! | #REF! | #REF! | #REF! | #REF! | #REF! | #REF! | #REF! | #REF! | #REF! | #REF! | #REF! | #REF! | #REF! | #REF! | #REF! | #REF! | #REF! | #REF! | #REF! | #REF! | #REF! | #REF! | #REF! | #REF! | #REF! | [10 empty] | 0 | 0 | 0 | 0 | 0 | 0 | 0 |  |  | 0 | 0 | 0 | 0 | 0 | 0 | 0 | 0 | 0 | 0 | 0 | 0 | 0 | 0 | 0 | 0 | 0 | 0 | 0 | 0 | #REF! | #REF! |  | #REF! |  | #REF! | #REF! | #REF! | #REF! | #REF! | #REF! | #REF! | #REF! | #REF! | #REF! | #REF! | #REF! | #REF! | #REF! | #REF! | #REF! | #REF! | #REF! | [10 empty] | Menor o igual que 1,2 | 1
#REF! | #REF! | #REF! | #REF! | #REF! | #REF! | #REF! | #REF! | #REF! | #REF! | #REF! | #REF! | #REF! | #REF! | #REF! | #REF! | #REF! | #REF! | #REF! | #REF! | #REF! | 3 | #REF! | #REF! | #REF! | #REF! | #REF! | #REF! | #REF! | #REF! | #REF! | #REF! | #REF! | #REF! | #REF! | #REF! | #REF! | #REF! | #REF! | #REF! | 50 | #REF! | #REF! | #REF! | #REF! | #REF! | #REF! | #REF! | #REF! | #REF! | #REF! | #REF! | #REF! | #REF! | #REF! |  |  | #REF! | #REF! |  | 20 | #REF! |  | #REF! | #REF! | #REF! | #REF! | #REF! | #REF! | #REF! | #REF! | #REF! | #REF! | #REF! | #REF! | #REF! | #REF! | #REF! | #REF! | #REF! | #REF! | #REF! | #REF! | #REF! | #REF! | #REF! | #REF! | #REF! | #REF! | #REF! | #REF! | #REF! | #REF! | #REF! | #REF! | #REF! | #REF! | #REF! | #REF! | #REF! | #REF! | #REF! | #REF! |  |  |  | #REF! | #REF! | #REF! | #REF! | #REF! | #REF! | #REF! |  | #REF! |  | #REF! | #REF! | #REF! | #REF! | #REF! | #REF! | #REF! | #REF! | #REF! | #REF! | #REF! | #REF! |  |  | #REF! |  |  |  | #REF! | 0 | 0 |  |  |  |  | #REF! | #REF! | #REF! | #REF! | #REF! | #REF! | #REF! |  | #REF! |  | #REF! | #REF! | #REF! | #REF! | #REF! | #REF! | #REF! | #REF! | #REF! | #REF! | #REF! | #REF! | #REF! | #REF! | #REF! | #REF! | #REF! | #REF! | #REF! | #REF! | #REF! | #REF! | #REF! | #REF! | #REF! | #REF! | #REF! | #REF! | #REF! | #REF! | #REF! | #REF! | #REF! | #REF! | #REF! | #REF! | #REF! | #REF! | #REF! | #REF! | #REF! | #REF! | #REF! | #REF! | #REF! | #REF! | #REF! | #REF! | #REF! | #REF! | #REF! | #REF! | #REF! | #REF! | #REF! | #REF! | #REF! | #REF! | #REF! | #REF! | #REF! | [10 empty] | 0 | 0 | 0 | 0 | 0 | 0 | 0 |  |  | 0 | 0 | 0 | 0 | 0 | 0 | 0 | 0 | 0 | 0 | 0 | 0 | 0 | 0 | 0 | 0 | 0 | 0 | 0 | 0 | #REF! | #REF! |  | #REF! |  | #REF! | #REF! | #REF! | #REF! | #REF! | #REF! | #REF! | #REF! | #REF! | #REF! | #REF! | #REF! | #REF! | #REF! | #REF! | #REF! | #REF! | #REF! | [10 empty] | Menor o igual que 1,2 | 1
#REF! | #REF! | #REF! | #REF! | #REF! | #REF! | #REF! | #REF! | #REF! | #REF! | #REF! | #REF! | #REF! | #REF! | #REF! | #REF! | #REF! | #REF! | #REF! | #REF! | #REF! | 3 | #REF! | #REF! | #REF! | #REF! | #REF! | #REF! | #REF! | #REF! | #REF! | #REF! | #REF! | #REF! | #REF! | #REF! | #REF! | #REF! | #REF! | #REF! | 50 | #REF! | #REF! | #REF! | #REF! | #REF! | #REF! | #REF! | #REF! | #REF! | #REF! | 0 | #REF! | #REF! | #REF! |  |  | #REF! | #REF! |  | 20 | #REF! |  | #REF! | #REF! | #REF! | #REF! | #REF! | #REF! | #REF! | #REF! | #REF! | #REF! | #REF! | #REF! | #REF! | #REF! | #REF! | #REF! | #REF! | #REF! | #REF! | #REF! | #REF! | #REF! | #REF! | #REF! | #REF! | #REF! | #REF! | #REF! | #REF! | #REF! | #REF! | #REF! | #REF! | #REF! | #REF! | #REF! | #REF! | #REF! | #REF! | #REF! |  |  |  | #REF! | #REF! | #REF! | #REF! | #REF! | #REF! | #REF! |  | #REF! |  | #REF! | #REF! | #REF! | #REF! | #REF! | #REF! | #REF! | #REF! | #REF! | #REF! | #REF! | #REF! |  |  | #REF! |  |  |  | #REF! | 0 | 0 |  |  |  |  | #REF! | #REF! | #REF! | #REF! | #REF! | #REF! | #REF! |  | #REF! |  | #REF! | #REF! | #REF! | #REF! | #REF! | #REF! | #REF! | #REF! | #REF! | #REF! | #REF! | #REF! | #REF! | #REF! | #REF! | #REF! | #REF! | #REF! | #REF! | #REF! | #REF! | #REF! | #REF! | #REF! | #REF! | #REF! | #REF! | #REF! | #REF! | #REF! | #REF! | #REF! | #REF! | #REF! | #REF! | #REF! | #REF! | #REF! | #REF! | #REF! | #REF! | #REF! | #REF! | #REF! | #REF! | #REF! | #REF! | #REF! | #REF! | #REF! | #REF! | #REF! | #REF! | #REF! | #REF! | #REF! | #REF! | #REF! | #REF! | #REF! | #REF! | [10 empty] | 0 | 0 | 0 | 0 | 0 | 0 | 0 |  |  | 0 | 0 | 0 | 0 | 0 | 0 | 0 | 0 | 0 | 0 | 0 | 0 | 0 | 0 | 0 | 0 | 0 | 0 | 0 | 0 | #REF! | #REF! |  | #REF! |  | #REF! | #REF! | #REF! | #REF! | #REF! | #REF! | #REF! | #REF! | #REF! | #REF! | #REF! | #REF! | #REF! | #REF! | #REF! | #REF! | #REF! | #REF! | [10 empty] | Menor o igual que 1,2 | 1
#REF! | #REF! | #REF! | #REF! | #REF! | #REF! | #REF! | #REF! | #REF! | #REF! | #REF! | #REF! | #REF! | #REF! | #REF! | #REF! | #REF! | #REF! | #REF! | #REF! |  | 3 | #REF! |  | #REF! | #REF! | #REF! | #REF! | #REF! | #REF! | #REF! | #REF! | #REF! | #REF! | #REF! | #REF! | #REF! | #REF! | #REF! | #REF! | 50 | #REF! | #REF! | #REF! | #REF! | #REF! | #REF! | #REF! | #REF! | #REF! | #REF! | 1 | #REF! | #REF! | #REF! | [13 empty] | #REF! |  |  |  |  | 0 |  | #REF! |  | #REF! |  | #REF! | #REF! |  | #REF! | #REF! | #REF! | #REF! | #REF! | #REF! | #REF! | #REF! | #REF! | #REF! | #REF! | #REF! | #REF! | #REF! | 0 | 0 | 0 | #REF! | #REF! | #REF! | #REF! |  |  |  | #REF! | #REF! | #REF! | #REF! | #REF! | #REF! | #REF! |  | #REF! |  | #REF! | #REF! | #REF! | #REF! | #REF! | #REF! | 0 | #REF! | #REF! | #REF! | #REF! | #REF! |  |  | #REF! |  |  |  | #REF! | 0 | 0 |  |  |  |  | #REF! | #REF! | #REF! | #REF! | #REF! | #REF! | #REF! |  | #REF! |  | 0 | #REF! | #REF! | #REF! | #REF! | #REF! | #REF! | #REF! | #REF! | #REF! | #REF! | #REF! | #REF! | #REF! | #REF! | #REF! | #REF! | #REF! | #REF! | [26 empty] | #REF! | #REF! | #REF! | #REF! | #REF! | #REF! | #REF! | #REF! | #REF! | #REF! | #REF! | #REF! | #REF! | #REF! | #REF! | #REF! | [10 empty] | 0 | 0 | 0 | 0 | 0 | 0 | 0 |  |  | 0 | 0 | 0 | 0 | 0 | 0 | 0 | [31 empty] | 0 | 0 | 0 | #REF! | [11 empty] | Menor o igual que 1,2 | 1
#REF! | #REF! | #REF! | #REF! | #REF! | #REF! | #REF! | #REF! | #REF! | #REF! | #REF! | #REF! | #REF! | #REF! | #REF! | #REF! | #REF! | #REF! | #REF! | #REF! | #REF! | 3 | #REF! | #REF! | #REF! | #REF! | #REF! | #REF! | #REF! | #REF! | #REF! | #REF! | #REF! | #REF! | #REF! | #REF! | #REF! | #REF! | #REF! | #REF! | 50 | #REF! | #REF! | #REF! | #REF! | #REF! | #REF! | #REF! | #REF! | #REF! | #REF! | #REF! | #REF! | #REF! | #REF! |  |  | #REF! | #REF! |  | 20 | #REF! |  | #REF! | #REF! | #REF! | #REF! | #REF! | #REF! | #REF! | #REF! | #REF! | #REF! | #REF! | #REF! | #REF! | #REF! | #REF! | #REF! | #REF! | #REF! | #REF! | #REF! | #REF! | #REF! | #REF! | #REF! | #REF! | #REF! | #REF! | #REF! | #REF! | #REF! | #REF! | #REF! | #REF! | #REF! | #REF! | #REF! | #REF! | #REF! | #REF! | #REF! |  |  |  | #REF! | #REF! | #REF! | #REF! | #REF! | #REF! | #REF! |  | #REF! |  | #REF! | #REF! | #REF! | #REF! | #REF! | #REF! | #REF! | #REF! | #REF! | #REF! | #REF! | #REF! |  |  | #REF! |  |  |  | #REF! | 0 | 0 |  |  |  |  | #REF! | #REF! | #REF! | #REF! | #REF! | #REF! | #REF! |  | #REF! |  | #REF! | #REF! | #REF! | #REF! | #REF! | #REF! | #REF! | #REF! | #REF! | #REF! | #REF! | #REF! | #REF! | #REF! | #REF! | #REF! | #REF! | #REF! | #REF! | #REF! | #REF! | #REF! | #REF! | #REF! | #REF! | #REF! | #REF! | #REF! | #REF! | #REF! | #REF! | #REF! | #REF! | #REF! | #REF! | #REF! | #REF! | #REF! | #REF! | #REF! | #REF! | #REF! | #REF! | #REF! | #REF! | #REF! | #REF! | #REF! | #REF! | #REF! | #REF! | #REF! | #REF! | #REF! | #REF! | #REF! | #REF! | #REF! | #REF! | #REF! | #REF! | [10 empty] | 0 | 0 | 0 | 0 | 0 | 0 | 0 |  |  | 0 | 0 | 0 | 0 | 0 | 0 | 0 | 0 | 0 | 0 | 0 | 0 | 0 | 0 | 0 | 0 | 0 | 0 | 0 | 0 | #REF! | #REF! |  | #REF! |  | #REF! | #REF! | #REF! | #REF! | #REF! | #REF! | #REF! | #REF! | #REF! | #REF! | #REF! | #REF! | #REF! | #REF! | #REF! | #REF! | #REF! | #REF! | [10 empty] | Menor o igual que 1,2 | 1
#REF! | #REF! | #REF! | #REF! | #REF! | #REF! | #REF! | #REF! | #REF! | #REF! | #REF! | #REF! | #REF! | #REF! | #REF! | #REF! | #REF! | #REF! | #REF! | #REF! | #REF! | 3 | #REF! | #REF! | #REF! | #REF! | #REF! | #REF! | #REF! | #REF! | #REF! | #REF! | #REF! | #REF! | #REF! | #REF! | #REF! | #REF! | #REF! | #REF! | 50 | #REF! | #REF! | #REF! | #REF! | #REF! | #REF! | #REF! | #REF! | #REF! | #REF! | 0 | #REF! | #REF! | #REF! |  |  | #REF! | #REF! |  | 20 | #REF! |  | #REF! | #REF! | #REF! | #REF! | #REF! | #REF! | #REF! | #REF! | #REF! | #REF! | #REF! | #REF! | #REF! | #REF! | #REF! | #REF! | #REF! | #REF! | #REF! | #REF! | #REF! | #REF! | #REF! | #REF! | #REF! | #REF! | #REF! | #REF! | #REF! | #REF! | #REF! | #REF! | #REF! | #REF! | #REF! | #REF! | #REF! | #REF! | #REF! | #REF! |  |  |  | #REF! | #REF! | #REF! | #REF! | #REF! | #REF! | #REF! |  | #REF! |  | #REF! | #REF! | #REF! | #REF! | #REF! | #REF! | #REF! | #REF! | #REF! | #REF! | #REF! | #REF! |  |  | #REF! |  |  |  | #REF! | 0 | 0 |  |  |  |  | #REF! | #REF! | #REF! | #REF! | #REF! | #REF! | #REF! |  | #REF! |  | #REF! | #REF! | #REF! | #REF! | #REF! | #REF! | #REF! | #REF! | #REF! | #REF! | #REF! | #REF! | #REF! | #REF! | #REF! | #REF! | #REF! | #REF! | #REF! | #REF! | #REF! | #REF! | #REF! | #REF! | #REF! | #REF! | #REF! | #REF! | #REF! | #REF! | #REF! | #REF! | #REF! | #REF! | #REF! | #REF! | #REF! | #REF! | #REF! | #REF! | #REF! | #REF! | #REF! | #REF! | #REF! | #REF! | #REF! | #REF! | #REF! | #REF! | #REF! | #REF! | #REF! | #REF! | #REF! | #REF! | #REF! | #REF! | #REF! | #REF! | #REF! | [10 empty] | 0 | 0 | 0 | 0 | 0 | 0 | 0 |  |  | 0 | 0 | 0 | 0 | 0 | 0 | 0 | 0 | 0 | 0 | 0 | 0 | 0 | 0 | 0 | 0 | 0 | 0 | 0 | 0 | #REF! | #REF! |  | #REF! |  | #REF! | #REF! | #REF! | #REF! | #REF! | #REF! | #REF! | #REF! | #REF! | #REF! | #REF! | #REF! | #REF! | #REF! | #REF! | #REF! | #REF! | #REF! | [10 empty] | Menor o igual que 1,2 | 1
#REF! | #REF! | #REF! | #REF! | #REF! | #REF! | #REF! | #REF! | #REF! | #REF! | #REF! | #REF! | #REF! | #REF! | #REF! | #REF! | #REF! | #REF! | #REF! | #REF! | #REF! | 3 | #REF! | #REF! | #REF! | #REF! | #REF! | #REF! | #REF! | #REF! | #REF! | #REF! | #REF! | #REF! | #REF! | #REF! | #REF! | #REF! | #REF! | #REF! | 50 | #REF! | #REF! | #REF! | #REF! | #REF! | #REF! | #REF! | #REF! | #REF! | #REF! | 0 | #REF! | #REF! | #REF! |  |  | #REF! | #REF! |  | 20 | #REF! |  | #REF! | #REF! | #REF! | #REF! | #REF! | #REF! | #REF! | #REF! | #REF! | #REF! | #REF! | #REF! | #REF! | #REF! | #REF! | #REF! | #REF! | #REF! | #REF! | #REF! | #REF! | #REF! | #REF! | #REF! | #REF! | #REF! | #REF! | #REF! | #REF! | #REF! | #REF! | #REF! | #REF! | #REF! | #REF! | #REF! | #REF! | #REF! | #REF! | #REF! |  |  |  | #REF! | #REF! | #REF! | #REF! | #REF! | #REF! | #REF! |  | #REF! |  | #REF! | #REF! | #REF! | #REF! | #REF! | #REF! | #REF! | #REF! | #REF! | #REF! | #REF! | #REF! |  |  | #REF! |  |  |  | #REF! | 0 | 0 |  |  |  |  | #REF! | #REF! | #REF! | #REF! | #REF! | #REF! | #REF! |  | #REF! |  | #REF! | #REF! | #REF! | #REF! | #REF! | #REF! | #REF! | #REF! | #REF! | #REF! | #REF! | #REF! | #REF! | #REF! | #REF! | #REF! | #REF! | #REF! | #REF! | #REF! | #REF! | #REF! | #REF! | #REF! | #REF! | #REF! | #REF! | #REF! | #REF! | #REF! | #REF! | #REF! | #REF! | #REF! | #REF! | #REF! | #REF! | #REF! | #REF! | #REF! | #REF! | #REF! | #REF! | #REF! | #REF! | #REF! | #REF! | #REF! | #REF! | #REF! | #REF! | #REF! | #REF! | #REF! | #REF! | #REF! | #REF! | #REF! | #REF! | #REF! | #REF! | [10 empty] | 0 | 0 | 0 | 0 | 0 | 0 | 0 |  |  | 0 | 0 | 0 | 0 | 0 | 0 | 0 | 0 | 0 | 0 | 0 | 0 | 0 | 0 | 0 | 0 | 0 | 0 | 0 | 0 | #REF! | #REF! |  | #REF! |  | #REF! | #REF! | #REF! | #REF! | #REF! | #REF! | #REF! | #REF! | #REF! | #REF! | #REF! | #REF! | #REF! | #REF! | #REF! | #REF! | #REF! | #REF! | [10 empty] | Menor o igual que 1,2 | 1
#REF! | #REF! | #REF! | #REF! | #REF! | #REF! | #REF! | #REF! | #REF! | #REF! | #REF! | #REF! | #REF! | #REF! | #REF! | #REF! | #REF! | #REF! | #REF! | #REF! | #REF! | 3 | #REF! | #REF! | #REF! | #REF! | #REF! | #REF! | #REF! | #REF! | #REF! | #REF! | #REF! | #REF! | #REF! | #REF! | #REF! | #REF! | #REF! | #REF! | 50 | #REF! | #REF! | #REF! | #REF! | #REF! | #REF! | #REF! | #REF! | #REF! | #REF! | 0 | #REF! | #REF! | #REF! |  |  | #REF! | #REF! |  | 20 | #REF! |  | #REF! | #REF! | #REF! | #REF! | #REF! | #REF! | #REF! | #REF! | #REF! | #REF! | #REF! | #REF! | #REF! | #REF! | #REF! | #REF! | #REF! | #REF! | #REF! | #REF! | #REF! | #REF! | #REF! | #REF! | #REF! | #REF! | #REF! | #REF! | #REF! | #REF! | #REF! | #REF! | #REF! | #REF! | #REF! | #REF! | #REF! | #REF! | #REF! | #REF! |  |  |  | #REF! | #REF! | #REF! | #REF! | #REF! | #REF! | #REF! |  | #REF! |  | #REF! | #REF! | #REF! | #REF! | #REF! | #REF! | #REF! | #REF! | #REF! | #REF! | #REF! | #REF! |  |  | #REF! |  |  |  | #REF! | 0 | 0 |  |  |  |  | #REF! | #REF! | #REF! | #REF! | #REF! | #REF! | #REF! |  | #REF! |  | #REF! | #REF! | #REF! | #REF! | #REF! | #REF! | #REF! | #REF! | #REF! | #REF! | #REF! | #REF! | #REF! | #REF! | #REF! | #REF! | #REF! | #REF! | #REF! | #REF! | #REF! | #REF! | #REF! | #REF! | #REF! | #REF! | #REF! | #REF! | #REF! | #REF! | #REF! | #REF! | #REF! | #REF! | #REF! | #REF! | #REF! | #REF! | #REF! | #REF! | #REF! | #REF! | #REF! | #REF! | #REF! | #REF! | #REF! | #REF! | #REF! | #REF! | #REF! | #REF! | #REF! | #REF! | #REF! | #REF! | #REF! | #REF! | #REF! | #REF! | #REF! | [10 empty] | 0 | 0 | 0 | 0 | 0 | 0 | 0 |  |  | 0 | 0 | 0 | 0 | 0 | 0 | 0 | 0 | 0 | 0 | 0 | 0 | 0 | 0 | 0 | 0 | 0 | 0 | 0 | 0 | #REF! | #REF! |  | #REF! |  | #REF! | #REF! | #REF! | #REF! | #REF! | #REF! | #REF! | #REF! | #REF! | #REF! | #REF! | #REF! | #REF! | #REF! | #REF! | #REF! | #REF! | #REF! | [10 empty] | Menor o igual que 1,2 | 1
#REF! | #REF! | #REF! | #REF! | #REF! | #REF! | #REF! | #REF! | #REF! | #REF! | #REF! | #REF! | #REF! | #REF! | #REF! | #REF! | #REF! | #REF! | #REF! | #REF! |  | 3 | #REF! |  | #REF! | #REF! | #REF! | #REF! | #REF! | #REF! | #REF! | #REF! | #REF! | #REF! | #REF! | #REF! | #REF! | #REF! | #REF! | #REF! | 50 | #REF! | #REF! | #REF! | #REF! | #REF! | #REF! | #REF! | #REF! | #REF! | #REF! | 1 | #REF! | #REF! | #REF! | [13 empty] | #REF! |  |  |  |  | 0 |  | #REF! |  | #REF! |  | #REF! | #REF! |  | #REF! | #REF! | #REF! | #REF! | #REF! | #REF! | #REF! | #REF! | #REF! | #REF! | #REF! | #REF! | #REF! | #REF! | 0 | 0 | 0 | #REF! | #REF! | #REF! | #REF! |  |  |  | #REF! | #REF! | #REF! | #REF! | #REF! | #REF! | #REF! |  | #REF! |  | #REF! | #REF! | #REF! | #REF! | #REF! | #REF! | 0 | #REF! | #REF! | #REF! | #REF! | #REF! |  |  | #REF! |  |  |  | #REF! | 0 | 0 |  |  |  |  | #REF! | #REF! | #REF! | #REF! | #REF! | #REF! | #REF! |  | #REF! |  | 0 | #REF! | #REF! | #REF! | #REF! | #REF! | #REF! | #REF! | #REF! | #REF! | #REF! | #REF! | #REF! | #REF! | #REF! | #REF! | #REF! | #REF! | #REF! | [26 empty] | #REF! | #REF! | #REF! | #REF! | #REF! | #REF! | #REF! | #REF! | #REF! | #REF! | #REF! | #REF! | #REF! | #REF! | #REF! | #REF! | [10 empty] | 0 | 0 | 0 | 0 | 0 | 0 | 0 |  |  | 0 | 0 | 0 | 0 | 0 | 0 | 0 | [31 empty] | 0 | 0 | 0 | #REF! | [11 empty] | Menor o igual que 1,2 | 1
#REF! | #REF! | #REF! | #REF! | #REF! | #REF! | #REF! | #REF! | #REF! | #REF! | #REF! | #REF! | #REF! | #REF! | #REF! | #REF! | #REF! | #REF! | #REF! | #REF! | #REF! | 3 | #REF! | #REF! | #REF! | #REF! | #REF! | #REF! | #REF! | #REF! | #REF! | #REF! | #REF! | #REF! | #REF! | #REF! | #REF! | #REF! | #REF! | #REF! | 50 | #REF! | #REF! | #REF! | #REF! | #REF! | #REF! | #REF! | #REF! | #REF! | #REF! | #REF! | #REF! | #REF! | #REF! |  |  | #REF! | #REF! |  | 20 | #REF! |  | #REF! | #REF! | #REF! | #REF! | #REF! | #REF! | #REF! | #REF! | #REF! | #REF! | #REF! | #REF! | #REF! | #REF! | #REF! | #REF! | #REF! | #REF! | #REF! | #REF! | #REF! | #REF! | #REF! | #REF! | #REF! | #REF! | #REF! | #REF! | #REF! | #REF! | #REF! | #REF! | #REF! | #REF! | #REF! | #REF! | #REF! | #REF! | #REF! | #REF! |  |  |  | #REF! | #REF! | #REF! | #REF! | #REF! | #REF! | #REF! |  | #REF! |  | #REF! | #REF! | #REF! | #REF! | #REF! | #REF! | #REF! | #REF! | #REF! | #REF! | #REF! | #REF! |  |  | #REF! |  |  |  | #REF! | 0 | 0 |  |  |  |  | #REF! | #REF! | #REF! | #REF! | #REF! | #REF! | #REF! |  | #REF! |  | #REF! | #REF! | #REF! | #REF! | #REF! | #REF! | #REF! | #REF! | #REF! | #REF! | #REF! | #REF! | #REF! | #REF! | #REF! | #REF! | #REF! | #REF! | #REF! | #REF! | #REF! | #REF! | #REF! | #REF! | #REF! | #REF! | #REF! | #REF! | #REF! | #REF! | #REF! | #REF! | #REF! | #REF! | #REF! | #REF! | #REF! | #REF! | #REF! | #REF! | #REF! | #REF! | #REF! | #REF! | #REF! | #REF! | #REF! | #REF! | #REF! | #REF! | #REF! | #REF! | #REF! | #REF! | #REF! | #REF! | #REF! | #REF! | #REF! | #REF! | #REF! | [10 empty] | 0 | 0 | 0 | 0 | 0 | 0 | 0 |  |  | 0 | 0 | 0 | 0 | 0 | 0 | 0 | 0 | 0 | 0 | 0 | 0 | 0 | 0 | 0 | 0 | 0 | 0 | 0 | 0 | #REF! | #REF! |  | #REF! |  | #REF! | #REF! | #REF! | #REF! | #REF! | #REF! | #REF! | #REF! | #REF! | #REF! | #REF! | #REF! | #REF! | #REF! | #REF! | #REF! | #REF! | #REF! | [10 empty] | Menor o igual que 1,2 | 1
#REF! | #REF! | #REF! | #REF! | #REF! | #REF! | #REF! | #REF! | #REF! | #REF! | #REF! | #REF! | #REF! | #REF! | #REF! | #REF! | #REF! | #REF! | #REF! | #REF! | #REF! | 3 | #REF! | #REF! | #REF! | #REF! | #REF! | #REF! | #REF! | #REF! | #REF! | #REF! | #REF! | #REF! | #REF! | #REF! | #REF! | #REF! | #REF! | #REF! | 50 | #REF! | #REF! | #REF! | #REF! | #REF! | #REF! | #REF! | #REF! | #REF! | #REF! | #REF! | #REF! | #REF! | #REF! |  |  | #REF! | #REF! |  | 20 | #REF! |  | #REF! | #REF! | #REF! | #REF! | #REF! | #REF! | #REF! | #REF! | #REF! | #REF! | #REF! | #REF! | #REF! | #REF! | #REF! | #REF! | #REF! | #REF! | #REF! | #REF! | #REF! | #REF! | #REF! | #REF! | #REF! | #REF! | #REF! | #REF! | #REF! | #REF! | #REF! | #REF! | #REF! | #REF! | #REF! | #REF! | #REF! | #REF! | #REF! | #REF! |  |  |  | #REF! | #REF! | #REF! | #REF! | #REF! | #REF! | #REF! |  | #REF! |  | #REF! | #REF! | #REF! | #REF! | #REF! | #REF! | #REF! | #REF! | #REF! | #REF! | #REF! | #REF! |  |  | #REF! |  |  |  | #REF! | 0 | 0 |  |  |  |  | #REF! | #REF! | #REF! | #REF! | #REF! | #REF! | #REF! |  | #REF! |  | #REF! | #REF! | #REF! | #REF! | #REF! | #REF! | #REF! | #REF! | #REF! | #REF! | #REF! | #REF! | #REF! | #REF! | #REF! | #REF! | #REF! | #REF! | #REF! | #REF! | #REF! | #REF! | #REF! | #REF! | #REF! | #REF! | #REF! | #REF! | #REF! | #REF! | #REF! | #REF! | #REF! | #REF! | #REF! | #REF! | #REF! | #REF! | #REF! | #REF! | #REF! | #REF! | #REF! | #REF! | #REF! | #REF! | #REF! | #REF! | #REF! | #REF! | #REF! | #REF! | #REF! | #REF! | #REF! | #REF! | #REF! | #REF! | #REF! | #REF! | #REF! | [10 empty] | 0 | 0 | 0 | 0 | 0 | 0 | 0 |  |  | 0 | 0 | 0 | 0 | 0 | 0 | 0 | 0 | 0 | 0 | 0 | 0 | 0 | 0 | 0 | 0 | 0 | 0 | 0 | 0 | #REF! | #REF! |  | #REF! |  | #REF! | #REF! | #REF! | #REF! | #REF! | #REF! | #REF! | #REF! | #REF! | #REF! | #REF! | #REF! | #REF! | #REF! | #REF! | #REF! | #REF! | #REF! | [10 empty] | Menor o igual que 1,2 | 1
#REF! | #REF! | #REF! | #REF! | #REF! | #REF! | #REF! | #REF! | #REF! | #REF! | #REF! | #REF! | #REF! | #REF! | #REF! | #REF! | #REF! | #REF! | #REF! | #REF! | #REF! | 3 | #REF! | #REF! | #REF! | #REF! | #REF! | #REF! | #REF! | #REF! | #REF! | #REF! | #REF! | #REF! | #REF! | #REF! | #REF! | #REF! | #REF! | #REF! | 50 | #REF! | #REF! | #REF! | #REF! | #REF! | #REF! | #REF! | #REF! | #REF! | #REF! | #REF! | #REF! | #REF! | #REF! |  |  | #REF! | #REF! |  | 20 | #REF! |  | #REF! | #REF! | #REF! | #REF! | #REF! | #REF! | #REF! | #REF! | #REF! | #REF! | #REF! | #REF! | #REF! | #REF! | #REF! | #REF! | #REF! | #REF! | #REF! | #REF! | #REF! | #REF! | #REF! | #REF! | #REF! | #REF! | #REF! | #REF! | #REF! | #REF! | #REF! | #REF! | #REF! | #REF! | #REF! | #REF! | #REF! | #REF! | #REF! | #REF! |  |  |  | #REF! | #REF! | #REF! | #REF! | #REF! | #REF! | #REF! |  | #REF! |  | #REF! | #REF! | #REF! | #REF! | #REF! | #REF! | #REF! | #REF! | #REF! | #REF! | #REF! | #REF! |  |  | #REF! |  |  |  | #REF! | 0 | 0 |  |  |  |  | #REF! | #REF! | #REF! | #REF! | #REF! | #REF! | #REF! |  | #REF! |  | #REF! | #REF! | #REF! | #REF! | #REF! | #REF! | #REF! | #REF! | #REF! | #REF! | #REF! | #REF! | #REF! | #REF! | #REF! | #REF! | #REF! | #REF! | #REF! | #REF! | #REF! | #REF! | #REF! | #REF! | #REF! | #REF! | #REF! | #REF! | #REF! | #REF! | #REF! | #REF! | #REF! | #REF! | #REF! | #REF! | #REF! | #REF! | #REF! | #REF! | #REF! | #REF! | #REF! | #REF! | #REF! | #REF! | #REF! | #REF! | #REF! | #REF! | #REF! | #REF! | #REF! | #REF! | #REF! | #REF! | #REF! | #REF! | #REF! | #REF! | #REF! | [10 empty] | 0 | 0 | 0 | 0 | 0 | 0 | 0 |  |  | 0 | 0 | 0 | 0 | 0 | 0 | 0 | 0 | 0 | 0 | 0 | 0 | 0 | 0 | 0 | 0 | 0 | 0 | 0 | 0 | #REF! | #REF! |  | #REF! |  | #REF! | #REF! | #REF! | #REF! | #REF! | #REF! | #REF! | #REF! | #REF! | #REF! | #REF! | #REF! | #REF! | #REF! | #REF! | #REF! | #REF! | #REF!
#REF! | #REF! | #REF! | #REF! | #REF! | #REF! | #REF! | #REF! | #REF! | #REF! | #REF! | #REF! | #REF! | #REF! | #REF! | #REF! | #REF! | #REF! | #REF! | #REF! | #REF! | 3 | #REF! | #REF! | #REF! | #REF! | #REF! | #REF! | #REF! | #REF! | #REF! | #REF! | #REF! | #REF! | #REF! | #REF! | #REF! | #REF! | #REF! | #REF! | 50 | #REF! | #REF! | #REF! | #REF! | #REF! | #REF! | #REF! | #REF! | #REF! | #REF! | #REF! | #REF! | #REF! | #REF! |  |  | #REF! | #REF! |  | 20 | #REF! |  | #REF! | #REF! | #REF! | #REF! | #REF! | #REF! | #REF! | #REF! | #REF! | #REF! | #REF! | #REF! | #REF! | #REF! | #REF! | #REF! | #REF! | #REF! | #REF! | #REF! | #REF! | #REF! | #REF! | #REF! | #REF! | #REF! | #REF! | #REF! | #REF! | #REF! | #REF! | #REF! | #REF! | #REF! | #REF! | #REF! | #REF! | #REF! | #REF! | #REF! |  |  |  | #REF! | #REF! | #REF! | #REF! | #REF! | #REF! | #REF! |  | #REF! |  | #REF! | #REF! | #REF! | #REF! | #REF! | #REF! | #REF! | #REF! | #REF! | #REF! | #REF! | #REF! |  |  | #REF! |  |  |  | #REF! | 0 | 0 |  |  |  |  | #REF! | #REF! | #REF! | #REF! | #REF! | #REF! | #REF! |  | #REF! |  | #REF! | #REF! | #REF! | #REF! | #REF! | #REF! | #REF! | #REF! | #REF! | #REF! | #REF! | #REF! | #REF! | #REF! | #REF! | #REF! | #REF! | #REF! | #REF! | #REF! | #REF! | #REF! | #REF! | #REF! | #REF! | #REF! | #REF! | #REF! | #REF! | #REF! | #REF! | #REF! | #REF! | #REF! | #REF! | #REF! | #REF! | #REF! | #REF! | #REF! | #REF! | #REF! | #REF! | #REF! | #REF! | #REF! | #REF! | #REF! | #REF! | #REF! | #REF! | #REF! | #REF! | #REF! | #REF! | #REF! | #REF! | #REF! | #REF! | #REF! | #REF! | [10 empty] | 0 | 0 | 0 | 0 | 0 | 0 | 0 |  |  | 0 | 0 | 0 | 0 | 0 | 0 | 0 | 0 | 0 | 0 | 0 | 0 | 0 | 0 | 0 | 0 | 0 | 0 | 0 | 0 | #REF! | #REF! |  | #REF! |  | #REF! | #REF! | #REF! | #REF! | #REF! | #REF! | #REF! | #REF! | #REF! | #REF! | #REF! | #REF! | #REF! | #REF! | #REF! | #REF! | #REF! | #REF!
#REF! | #REF! | #REF! | #REF! | #REF! | #REF! | #REF! | #REF! | #REF! | #REF! | #REF! | #REF! | #REF! | #REF! | #REF! | #REF! | #REF! | #REF! | #REF! | #REF! | #REF! | 3 | #REF! | #REF! | #REF! | #REF! | #REF! | #REF! | #REF! | #REF! | #REF! | #REF! | #REF! | #REF! | #REF! | #REF! | #REF! | #REF! | #REF! | #REF! | 50 | #REF! | #REF! | #REF! | #REF! | #REF! | #REF! | #REF! | #REF! | #REF! | #REF! | #REF! | #REF! | #REF! | #REF! |  |  | #REF! | #REF! |  | 20 | #REF! |  | #REF! | #REF! | #REF! | #REF! | #REF! | #REF! | #REF! | #REF! | #REF! | #REF! | #REF! | #REF! | #REF! | #REF! | #REF! | #REF! | #REF! | #REF! | #REF! | #REF! | #REF! | #REF! | #REF! | #REF! | #REF! | #REF! | #REF! | #REF! | #REF! | #REF! | #REF! | #REF! | #REF! | #REF! | #REF! | #REF! | #REF! | #REF! | #REF! | #REF! |  |  |  | #REF! | #REF! | #REF! | #REF! | #REF! | #REF! | #REF! |  | #REF! |  | #REF! | #REF! | #REF! | #REF! | #REF! | #REF! | #REF! | #REF! | #REF! | #REF! | #REF! | #REF! |  |  | #REF! |  |  |  | #REF! | 0 | 0 |  |  |  |  | #REF! | #REF! | #REF! | #REF! | #REF! | #REF! | #REF! |  | #REF! |  | #REF! | #REF! | #REF! | #REF! | #REF! | #REF! | #REF! | #REF! | #REF! | #REF! | #REF! | #REF! | #REF! | #REF! | #REF! | #REF! | #REF! | #REF! | #REF! | #REF! | #REF! | #REF! | #REF! | #REF! | #REF! | #REF! | #REF! | #REF! | #REF! | #REF! | #REF! | #REF! | #REF! | #REF! | #REF! | #REF! | #REF! | #REF! | #REF! | #REF! | #REF! | #REF! | #REF! | #REF! | #REF! | #REF! | #REF! | #REF! | #REF! | #REF! | #REF! | #REF! | #REF! | #REF! | #REF! | #REF! | #REF! | #REF! | #REF! | #REF! | #REF! | [10 empty] | 0 | 0 | 0 | 0 | 0 | 0 | 0 |  |  | 0 | 0 | 0 | 0 | 0 | 0 | 0 | 0 | 0 | 0 | 0 | 0 | 0 | 0 | 0 | 0 | 0 | 0 | 0 | 0 | #REF! | #REF! |  | #REF! |  | #REF! | #REF! | #REF! | #REF! | #REF! | #REF! | #REF! | #REF! | #REF! | #REF! | #REF! | #REF! | #REF! | #REF! | #REF! | #REF! | #REF! | #REF!
#REF! | #REF! | #REF! | #REF! | #REF! | #REF! | #REF! | #REF! | #REF! | #REF! | #REF! | #REF! | #REF! | #REF! | #REF! | #REF! | #REF! | #REF! | #REF! | #REF! |  | 3 | #REF! |  | #REF! | #REF! | #REF! | #REF! | #REF! | #REF! | #REF! | #REF! | #REF! | #REF! | #REF! | #REF! | #REF! | #REF! | #REF! | #REF! | 50 | #REF! | #REF! | #REF! | #REF! | #REF! | #REF! | #REF! | #REF! | #REF! | #REF! | #REF! | #REF! | #REF! | #REF! | [13 empty] | #REF! |  |  |  |  | 0 |  | #REF! |  | #REF! |  | #REF! | #REF! |  | #REF! | #REF! | #REF! | #REF! | #REF! | #REF! | #REF! | #REF! | #REF! | #REF! | #REF! | #REF! | #REF! | #REF! | 0 | 0 | 0 | #REF! | #REF! | #REF! | #REF! |  |  |  | #REF! | #REF! | #REF! | #REF! | #REF! | #REF! | #REF! |  | #REF! |  | #REF! | #REF! | #REF! | #REF! | #REF! | #REF! | 0 | #REF! | #REF! | #REF! | #REF! | #REF! |  |  | #REF! |  |  |  | #REF! | 0 | 0 |  |  |  |  | #REF! | #REF! | #REF! | #REF! | #REF! | #REF! | #REF! |  | #REF! |  | 0 | #REF! | #REF! | #REF! | #REF! | #REF! | #REF! | #REF! | #REF! | #REF! | #REF! | #REF! | #REF! | #REF! | #REF! | #REF! | #REF! | #REF! | #REF! | [26 empty] | #REF! | #REF! | #REF! | #REF! | #REF! | #REF! | #REF! | #REF! | #REF! | #REF! | #REF! | #REF! | #REF! | #REF! | #REF! | #REF! | [10 empty] | 0 | 0 | 0 | 0 | 0 | 0 | 0 |  |  | 0 | 0 | 0 | 0 | 0 | 0 | 0 | [31 empty] | 0 | 0 | 0 | #REF!
#REF! | #REF! | #REF! | #REF! | #REF! | #REF! | #REF! | #REF! | #REF! | #REF! | #REF! | #REF! | #REF! | #REF! | #REF! | #REF! | #REF! | #REF! | #REF! | #REF! | #REF! | 3 | #REF! | #REF! | #REF! | #REF! | #REF! | #REF! | #REF! | #REF! | #REF! | #REF! | #REF! | #REF! | #REF! | #REF! | #REF! | #REF! | #REF! | #REF! | 50 | #REF! | #REF! | #REF! | #REF! | #REF! | #REF! | #REF! | #REF! | #REF! | #REF! | #REF! | #REF! | #REF! | #REF! |  |  | #REF! | #REF! |  | 20 | #REF! |  | #REF! | #REF! | #REF! | #REF! | #REF! | #REF! | #REF! | #REF! | #REF! | #REF! | #REF! | #REF! | #REF! | #REF! | #REF! | #REF! | #REF! | #REF! | #REF! | #REF! | #REF! | #REF! | #REF! | #REF! | #REF! | #REF! | #REF! | #REF! | #REF! | #REF! | #REF! | #REF! | #REF! | #REF! | #REF! | #REF! | #REF! | #REF! | #REF! | #REF! |  |  |  | #REF! | #REF! | #REF! | #REF! | #REF! | #REF! | #REF! |  | #REF! |  | #REF! | #REF! | #REF! | #REF! | #REF! | #REF! | #REF! | #REF! | #REF! | #REF! | #REF! | #REF! |  |  | #REF! |  |  |  | #REF! | 0 | 0 |  |  |  |  | #REF! | #REF! | #REF! | #REF! | #REF! | #REF! | #REF! |  | #REF! |  | #REF! | #REF! | #REF! | #REF! | #REF! | #REF! | #REF! | #REF! | #REF! | #REF! | #REF! | #REF! | #REF! | #REF! | #REF! | #REF! | #REF! | #REF! | #REF! | #REF! | #REF! | #REF! | #REF! | #REF! | #REF! | #REF! | #REF! | #REF! | #REF! | #REF! | #REF! | #REF! | #REF! | #REF! | #REF! | #REF! | #REF! | #REF! | #REF! | #REF! | #REF! | #REF! | #REF! | #REF! | #REF! | #REF! | #REF! | #REF! | #REF! | #REF! | #REF! | #REF! | #REF! | #REF! | #REF! | #REF! | #REF! | #REF! | #REF! | #REF! | #REF! | [10 empty] | 0 | 0 | 0 | 0 | 0 | 0 | 0 |  |  | 0 | 0 | 0 | 0 | 0 | 0 | 0 | 0 | 0 | 0 | 0 | 0 | 0 | 0 | 0 | 0 | 0 | 0 | 0 | 0 | #REF! | #REF! |  | #REF! |  | #REF! | #REF! | #REF! | #REF! | #REF! | #REF! | #REF! | #REF! | #REF! | #REF! | #REF! | #REF! | #REF! | #REF! | #REF! | #REF! | #REF! | #REF!
#REF! | #REF! | #REF! | #REF! | #REF! | #REF! | #REF! | #REF! | #REF! | #REF! | #REF! | #REF! | #REF! | #REF! | #REF! | #REF! | #REF! | #REF! | #REF! | #REF! | #REF! | 3 | #REF! | #REF! | #REF! | #REF! | #REF! | #REF! | #REF! | #REF! | #REF! | #REF! | #REF! | #REF! | #REF! | #REF! | #REF! | #REF! | #REF! | #REF! | 50 | #REF! | #REF! | #REF! | #REF! | #REF! | #REF! | #REF! | #REF! | #REF! | #REF! | #REF! | #REF! | #REF! | #REF! |  |  | #REF! | #REF! |  | 20 | #REF! |  | #REF! | #REF! | #REF! | #REF! | #REF! | #REF! | #REF! | #REF! | #REF! | #REF! | #REF! | #REF! | #REF! | #REF! | #REF! | #REF! | #REF! | #REF! | #REF! | #REF! | #REF! | #REF! | #REF! | #REF! | #REF! | #REF! | #REF! | #REF! | #REF! | #REF! | #REF! | #REF! | #REF! | #REF! | #REF! | #REF! | #REF! | #REF! | #REF! | #REF! |  |  |  | #REF! | #REF! | #REF! | #REF! | #REF! | #REF! | #REF! |  | #REF! |  | #REF! | #REF! | #REF! | #REF! | #REF! | #REF! | #REF! | #REF! | #REF! | #REF! | #REF! | #REF! |  |  | #REF! |  |  |  | #REF! | 0 | 0 |  |  |  |  | #REF! | #REF! | #REF! | #REF! | #REF! | #REF! | #REF! |  | #REF! |  | #REF! | #REF! | #REF! | #REF! | #REF! | #REF! | #REF! | #REF! | #REF! | #REF! | #REF! | #REF! | #REF! | #REF! | #REF! | #REF! | #REF! | #REF! | #REF! | #REF! | #REF! | #REF! | #REF! | #REF! | #REF! | #REF! | #REF! | #REF! | #REF! | #REF! | #REF! | #REF! | #REF! | #REF! | #REF! | #REF! | #REF! | #REF! | #REF! | #REF! | #REF! | #REF! | #REF! | #REF! | #REF! | #REF! | #REF! | #REF! | #REF! | #REF! | #REF! | #REF! | #REF! | #REF! | #REF! | #REF! | #REF! | #REF! | #REF! | #REF! | #REF! | [10 empty] | 0 | 0 | 0 | 0 | 0 | 0 | 0 |  |  | 0 | 0 | 0 | 0 | 0 | 0 | 0 | 0 | 0 | 0 | 0 | 0 | 0 | 0 | 0 | 0 | 0 | 0 | 0 | 0 | #REF! | #REF! |  | #REF! |  | #REF! | #REF! | #REF! | #REF! | #REF! | #REF! | #REF! | #REF! | #REF! | #REF! | #REF! | #REF! | #REF! | #REF! | #REF! | #REF! | #REF! | #REF!
#REF! | #REF! | #REF! | #REF! | #REF! | #REF! | #REF! | #REF! | #REF! | #REF! | #REF! | #REF! | #REF! | #REF! | #REF! | #REF! | #REF! | #REF! | #REF! | #REF! | #REF! | 3 | #REF! | #REF! | #REF! | #REF! | #REF! | #REF! | #REF! | #REF! | #REF! | #REF! | #REF! | #REF! | #REF! | #REF! | #REF! | #REF! | #REF! | #REF! | 50 | #REF! | #REF! | #REF! | #REF! | #REF! | #REF! | #REF! | #REF! | #REF! | #REF! | #REF! | #REF! | #REF! | #REF! |  |  | #REF! | #REF! |  | 20 | #REF! |  | #REF! | #REF! | #REF! | #REF! | #REF! | #REF! | #REF! | #REF! | #REF! | #REF! | #REF! | #REF! | #REF! | #REF! | #REF! | #REF! | #REF! | #REF! | #REF! | #REF! | #REF! | #REF! | #REF! | #REF! | #REF! | #REF! | #REF! | #REF! | #REF! | #REF! | #REF! | #REF! | #REF! | #REF! | #REF! | #REF! | #REF! | #REF! | #REF! | #REF! |  |  |  | #REF! | #REF! | #REF! | #REF! | #REF! | #REF! | #REF! |  | #REF! |  | #REF! | #REF! | #REF! | #REF! | #REF! | #REF! | #REF! | #REF! | #REF! | #REF! | #REF! | #REF! |  |  | #REF! |  |  |  | #REF! | 0 | 0 |  |  |  |  | #REF! | #REF! | #REF! | #REF! | #REF! | #REF! | #REF! |  | #REF! |  | #REF! | #REF! | #REF! | #REF! | #REF! | #REF! | #REF! | #REF! | #REF! | #REF! | #REF! | #REF! | #REF! | #REF! | #REF! | #REF! | #REF! | #REF! | #REF! | #REF! | #REF! | #REF! | #REF! | #REF! | #REF! | #REF! | #REF! | #REF! | #REF! | #REF! | #REF! | #REF! | #REF! | #REF! | #REF! | #REF! | #REF! | #REF! | #REF! | #REF! | #REF! | #REF! | #REF! | #REF! | #REF! | #REF! | #REF! | #REF! | #REF! | #REF! | #REF! | #REF! | #REF! | #REF! | #REF! | #REF! | #REF! | #REF! | #REF! | #REF! | #REF! | [10 empty] | 0 | 0 | 0 | 0 | 0 | 0 | 0 |  |  | 0 | 0 | 0 | 0 | 0 | 0 | 0 | 0 | 0 | 0 | 0 | 0 | 0 | 0 | 0 | 0 | 0 | 0 | 0 | 0 | #REF! | #REF! |  | #REF! |  | #REF! | #REF! | #REF! | #REF! | #REF! | #REF! | #REF! | #REF! | #REF! | #REF! | #REF! | #REF! | #REF! | #REF! | #REF! | #REF! | #REF! | #REF!
#REF! | #REF! | #REF! | #REF! | #REF! | #REF! | #REF! | #REF! | #REF! | #REF! | #REF! | #REF! | #REF! | #REF! | #REF! | #REF! | #REF! | #REF! | #REF! | #REF! | #REF! | 3 | #REF! | #REF! | #REF! | #REF! | #REF! | #REF! | #REF! | #REF! | #REF! | #REF! | #REF! | #REF! | #REF! | #REF! | #REF! | #REF! | #REF! | #REF! | 50 | #REF! | #REF! | #REF! | #REF! | #REF! | #REF! | #REF! | #REF! | #REF! | #REF! | #REF! | #REF! | #REF! | #REF! |  |  | #REF! | #REF! |  | 20 | #REF! |  | #REF! | #REF! | #REF! | #REF! | #REF! | #REF! | #REF! | #REF! | #REF! | #REF! | #REF! | #REF! | #REF! | #REF! | #REF! | #REF! | #REF! | #REF! | #REF! | #REF! | #REF! | #REF! | #REF! | #REF! | #REF! | #REF! | #REF! | #REF! | #REF! | #REF! | #REF! | #REF! | #REF! | #REF! | #REF! | #REF! | #REF! | #REF! | #REF! | #REF! |  |  |  | #REF! | #REF! | #REF! | #REF! | #REF! | #REF! | #REF! |  | #REF! |  | #REF! | #REF! | #REF! | #REF! | #REF! | #REF! | #REF! | #REF! | #REF! | #REF! | #REF! | #REF! |  |  | #REF! |  |  |  | #REF! | 0 | 0 |  |  |  |  | #REF! | #REF! | #REF! | #REF! | #REF! | #REF! | #REF! |  | #REF! |  | #REF! | #REF! | #REF! | #REF! | #REF! | #REF! | #REF! | #REF! | #REF! | #REF! | #REF! | #REF! | #REF! | #REF! | #REF! | #REF! | #REF! | #REF! | #REF! | #REF! | #REF! | #REF! | #REF! | #REF! | #REF! | #REF! | #REF! | #REF! | #REF! | #REF! | #REF! | #REF! | #REF! | #REF! | #REF! | #REF! | #REF! | #REF! | #REF! | #REF! | #REF! | #REF! | #REF! | #REF! | #REF! | #REF! | #REF! | #REF! | #REF! | #REF! | #REF! | #REF! | #REF! | #REF! | #REF! | #REF! | #REF! | #REF! | #REF! | #REF! | #REF! | [10 empty] | 0 | 0 | 0 | 0 | 0 | 0 | 0 |  |  | 0 | 0 | 0 | 0 | 0 | 0 | 0 | 0 | 0 | 0 | 0 | 0 | 0 | 0 | 0 | 0 | 0 | 0 | 0 | 0 | #REF! | #REF! |  | #REF! |  | #REF! | #REF! | #REF! | #REF! | #REF! | #REF! | #REF! | #REF! | #REF! | #REF! | #REF! | #REF! | #REF! | #REF! | #REF! | #REF! | #REF! | #REF!
#REF! | #REF! | #REF! | #REF! | #REF! | #REF! | #REF! | #REF! | #REF! | #REF! | #REF! | #REF! | #REF! | #REF! | #REF! | #REF! | #REF! | #REF! | #REF! | #REF! | #REF! | 3 | #REF! | #REF! | #REF! | #REF! | #REF! | #REF! | #REF! | #REF! | #REF! | #REF! | #REF! | #REF! | #REF! | #REF! | #REF! | #REF! | #REF! | #REF! | 50 | #REF! | #REF! | #REF! | #REF! | #REF! | #REF! | #REF! | #REF! | #REF! | #REF! | #REF! | #REF! | #REF! | #REF! |  |  | #REF! | #REF! |  | 20 | #REF! |  | #REF! | #REF! | #REF! | #REF! | #REF! | #REF! | #REF! | #REF! | #REF! | #REF! | #REF! | #REF! | #REF! | #REF! | #REF! | #REF! | #REF! | #REF! | #REF! | #REF! | #REF! | #REF! | #REF! | #REF! | #REF! | #REF! | #REF! | #REF! | #REF! | #REF! | #REF! | #REF! | #REF! | #REF! | #REF! | #REF! | #REF! | #REF! | #REF! | #REF! |  |  |  | #REF! | #REF! | #REF! | #REF! | #REF! | #REF! | #REF! |  | #REF! |  | #REF! | #REF! | #REF! | #REF! | #REF! | #REF! | #REF! | #REF! | #REF! | #REF! | #REF! | #REF! |  |  | #REF! |  |  |  | #REF! | 0 | 0 |  |  |  |  | #REF! | #REF! | #REF! | #REF! | #REF! | #REF! | #REF! |  | #REF! |  | #REF! | #REF! | #REF! | #REF! | #REF! | #REF! | #REF! | #REF! | #REF! | #REF! | #REF! | #REF! | #REF! | #REF! | #REF! | #REF! | #REF! | #REF! | #REF! | #REF! | #REF! | #REF! | #REF! | #REF! | #REF! | #REF! | #REF! | #REF! | #REF! | #REF! | #REF! | #REF! | #REF! | #REF! | #REF! | #REF! | #REF! | #REF! | #REF! | #REF! | #REF! | #REF! | #REF! | #REF! | #REF! | #REF! | #REF! | #REF! | #REF! | #REF! | #REF! | #REF! | #REF! | #REF! | #REF! | #REF! | #REF! | #REF! | #REF! | #REF! | #REF! | [10 empty] | 0 | 0 | 0 | 0 | 0 | 0 | 0 |  |  | 0 | 0 | 0 | 0 | 0 | 0 | 0 | 0 | 0 | 0 | 0 | 0 | 0 | 0 | 0 | 0 | 0 | 0 | 0 | 0 | #REF! | #REF! |  | #REF! |  | #REF! | #REF! | #REF! | #REF! | #REF! | #REF! | #REF! | #REF! | #REF! | #REF! | #REF! | #REF! | #REF! | #REF! | #REF! | #REF! | #REF! | #REF!
#REF! | #REF! | #REF! | #REF! | #REF! | #REF! | #REF! | #REF! | #REF! | #REF! | #REF! | #REF! | #REF! | #REF! | #REF! | #REF! | #REF! | #REF! | #REF! | #REF! | #REF! | 3 | #REF! | #REF! | #REF! | #REF! | #REF! | #REF! | #REF! | #REF! | #REF! | #REF! | #REF! | #REF! | #REF! | #REF! | #REF! | #REF! | #REF! | #REF! | 50 | #REF! | #REF! | #REF! | #REF! | #REF! | #REF! | #REF! | #REF! | #REF! | #REF! | #REF! | #REF! | #REF! | #REF! |  |  | #REF! | #REF! |  | 20 | #REF! |  | #REF! | #REF! | #REF! | #REF! | #REF! | #REF! | #REF! | #REF! | #REF! | #REF! | #REF! | #REF! | #REF! | #REF! | #REF! | #REF! | #REF! | #REF! | #REF! | #REF! | #REF! | #REF! | #REF! | #REF! | #REF! | #REF! | #REF! | #REF! | #REF! | #REF! | #REF! | #REF! | #REF! | #REF! | #REF! | #REF! | #REF! | #REF! | #REF! | #REF! |  |  |  | #REF! | #REF! | #REF! | #REF! | #REF! | #REF! | #REF! |  | #REF! |  | #REF! | #REF! | #REF! | #REF! | #REF! | #REF! | #REF! | #REF! | #REF! | #REF! | #REF! | #REF! |  |  | #REF! |  |  |  | #REF! | 0 | 0 |  |  |  |  | #REF! | #REF! | #REF! | #REF! | #REF! | #REF! | #REF! |  | #REF! |  | #REF! | #REF! | #REF! | #REF! | #REF! | #REF! | #REF! | #REF! | #REF! | #REF! | #REF! | #REF! | #REF! | #REF! | #REF! | #REF! | #REF! | #REF! | #REF! | #REF! | #REF! | #REF! | #REF! | #REF! | #REF! | #REF! | #REF! | #REF! | #REF! | #REF! | #REF! | #REF! | #REF! | #REF! | #REF! | #REF! | #REF! | #REF! | #REF! | #REF! | #REF! | #REF! | #REF! | #REF! | #REF! | #REF! | #REF! | #REF! | #REF! | #REF! | #REF! | #REF! | #REF! | #REF! | #REF! | #REF! | #REF! | #REF! | #REF! | #REF! | #REF! | [10 empty] | 0 | 0 | 0 | 0 | 0 | 0 | 0 |  |  | 0 | 0 | 0 | 0 | 0 | 0 | 0 | 0 | 0 | 0 | 0 | 0 | 0 | 0 | 0 | 0 | 0 | 0 | 0 | 0 | #REF! | #REF! |  | #REF! |  | #REF! | #REF! | #REF! | #REF! | #REF! | #REF! | #REF! | #REF! | #REF! | #REF! | #REF! | #REF! | #REF! | #REF! | #REF! | #REF! | #REF! | #REF!
#REF! | #REF! | #REF! | #REF! | #REF! | #REF! | #REF! | #REF! | #REF! | #REF! | #REF! | #REF! | #REF! | #REF! | #REF! | #REF! | #REF! | #REF! | #REF! | #REF! | #REF! | 3 | #REF! | #REF! | #REF! | #REF! | #REF! | #REF! | #REF! | #REF! | #REF! | #REF! | #REF! | #REF! | #REF! | #REF! | #REF! | #REF! | #REF! | #REF! | 50 | #REF! | #REF! | #REF! | #REF! | #REF! | #REF! | #REF! | #REF! | #REF! | #REF! | #REF! | #REF! | #REF! | #REF! |  |  | #REF! | #REF! |  | 20 | #REF! |  | #REF! | #REF! | #REF! | #REF! | #REF! | #REF! | #REF! | #REF! | #REF! | #REF! | #REF! | #REF! | #REF! | #REF! | #REF! | #REF! | #REF! | #REF! | #REF! | #REF! | #REF! | #REF! | #REF! | #REF! | #REF! | #REF! | #REF! | #REF! | #REF! | #REF! | #REF! | #REF! | #REF! | #REF! | #REF! | #REF! | #REF! | #REF! | #REF! | #REF! |  |  |  | #REF! | #REF! | #REF! | #REF! | #REF! | #REF! | #REF! |  | #REF! |  | #REF! | #REF! | #REF! | #REF! | #REF! | #REF! | #REF! | #REF! | #REF! | #REF! | #REF! | #REF! |  |  | #REF! |  |  |  | #REF! | 0 | 0 |  |  |  |  | #REF! | #REF! | #REF! | #REF! | #REF! | #REF! | #REF! |  | #REF! |  | #REF! | #REF! | #REF! | #REF! | #REF! | #REF! | #REF! | #REF! | #REF! | #REF! | #REF! | #REF! | #REF! | #REF! | #REF! | #REF! | #REF! | #REF! | #REF! | #REF! | #REF! | #REF! | #REF! | #REF! | #REF! | #REF! | #REF! | #REF! | #REF! | #REF! | #REF! | #REF! | #REF! | #REF! | #REF! | #REF! | #REF! | #REF! | #REF! | #REF! | #REF! | #REF! | #REF! | #REF! | #REF! | #REF! | #REF! | #REF! | #REF! | #REF! | #REF! | #REF! | #REF! | #REF! | #REF! | #REF! | #REF! | #REF! | #REF! | #REF! | #REF! | [10 empty] | 0 | 0 | 0 | 0 | 0 | 0 | 0 |  |  | 0 | 0 | 0 | 0 | 0 | 0 | 0 | 0 | 0 | 0 | 0 | 0 | 0 | 0 | 0 | 0 | 0 | 0 | 0 | 0 | #REF! | #REF! |  | #REF! |  | #REF! | #REF! | #REF! | #REF! | #REF! | #REF! | #REF! | #REF! | #REF! | #REF! | #REF! | #REF! | #REF! | #REF! | #REF! | #REF! | #REF! | #REF!
#REF! | #REF! | #REF! | #REF! | #REF! | #REF! | #REF! | #REF! | #REF! | #REF! | #REF! | #REF! | #REF! | #REF! | #REF! | #REF! | #REF! | #REF! | #REF! | #REF! |  | 3 | #REF! |  | #REF! | #REF! | #REF! | #REF! | #REF! | #REF! | #REF! | #REF! | #REF! | #REF! | #REF! | #REF! | #REF! | #REF! | #REF! | #REF! | 50 | #REF! | #REF! | #REF! | #REF! | #REF! | #REF! | #REF! | #REF! | #REF! | #REF! | #REF! | #REF! | #REF! | #REF! | [13 empty] | #REF! |  |  |  |  | 0 |  | #REF! |  | #REF! |  | #REF! | #REF! |  | #REF! | #REF! | #REF! | #REF! | #REF! | #REF! | #REF! | #REF! | #REF! | #REF! | #REF! | #REF! | #REF! | #REF! | 0 | 0 | 0 | #REF! | #REF! | #REF! | #REF! |  |  |  | #REF! | #REF! | #REF! | #REF! | #REF! | #REF! | #REF! |  | #REF! |  | #REF! | #REF! | #REF! | #REF! | #REF! | #REF! | 0 | #REF! | #REF! | #REF! | #REF! | #REF! |  |  | #REF! |  |  |  | #REF! | 0 | 0 |  |  |  |  | #REF! | #REF! | #REF! | #REF! | #REF! | #REF! | #REF! |  | #REF! |  | 0 | #REF! | #REF! | #REF! | #REF! | #REF! | #REF! | #REF! | #REF! | #REF! | #REF! | #REF! | #REF! | #REF! | #REF! | #REF! | #REF! | #REF! | #REF! | [26 empty] | #REF! | #REF! | #REF! | #REF! | #REF! | #REF! | #REF! | #REF! | #REF! | #REF! | #REF! | #REF! | #REF! | #REF! | #REF! | #REF! | [10 empty] | 0 | 0 | 0 | 0 | 0 | 0 | 0 |  |  | 0 | 0 | 0 | 0 | 0 | 0 | 0 | [31 empty] | 0 | 0 | 0 | #REF!
#REF! | #REF! | #REF! | #REF! | #REF! | #REF! | #REF! | #REF! | #REF! | #REF! | #REF! | #REF! | #REF! | #REF! | #REF! | #REF! | #REF! | #REF! | #REF! | #REF! | #REF! | 3 | #REF! | #REF! | #REF! | #REF! | #REF! | #REF! | #REF! | #REF! | #REF! | #REF! | #REF! | #REF! | #REF! | #REF! | #REF! | #REF! | #REF! | #REF! | 50 | #REF! | #REF! | #REF! | #REF! | #REF! | #REF! | #REF! | #REF! | #REF! | #REF! | #REF! | #REF! | #REF! | #REF! |  |  | #REF! | #REF! |  | 20 | #REF! |  | #REF! | #REF! | #REF! | #REF! | #REF! | #REF! | #REF! | #REF! | #REF! | #REF! | #REF! | #REF! | #REF! | #REF! | #REF! | #REF! | #REF! | #REF! | #REF! | #REF! | #REF! | #REF! | #REF! | #REF! | #REF! | #REF! | #REF! | #REF! | #REF! | #REF! | #REF! | #REF! | #REF! | #REF! | #REF! | #REF! | #REF! | #REF! | #REF! | #REF! |  |  |  | #REF! | #REF! | #REF! | #REF! | #REF! | #REF! | #REF! |  | #REF! |  | #REF! | #REF! | #REF! | #REF! | #REF! | #REF! | #REF! | #REF! | #REF! | #REF! | #REF! | #REF! |  |  | #REF! |  |  |  | #REF! | 0 | 0 |  |  |  |  | #REF! | #REF! | #REF! | #REF! | #REF! | #REF! | #REF! |  | #REF! |  | #REF! | #REF! | #REF! | #REF! | #REF! | #REF! | #REF! | #REF! | #REF! | #REF! | #REF! | #REF! | #REF! | #REF! | #REF! | #REF! | #REF! | #REF! | #REF! | #REF! | #REF! | #REF! | #REF! | #REF! | #REF! | #REF! | #REF! | #REF! | #REF! | #REF! | #REF! | #REF! | #REF! | #REF! | #REF! | #REF! | #REF! | #REF! | #REF! | #REF! | #REF! | #REF! | #REF! | #REF! | #REF! | #REF! | #REF! | #REF! | #REF! | #REF! | #REF! | #REF! | #REF! | #REF! | #REF! | #REF! | #REF! | #REF! | #REF! | #REF! | #REF! | [10 empty] | 0 | 0 | 0 | 0 | 0 | 0 | 0 |  |  | 0 | 0 | 0 | 0 | 0 | 0 | 0 | 0 | 0 | 0 | 0 | 0 | 0 | 0 | 0 | 0 | 0 | 0 | 0 | 0 | #REF! | #REF! |  | #REF! |  | #REF! | #REF! | #REF! | #REF! | #REF! | #REF! | #REF! | #REF! | #REF! | #REF! | #REF! | #REF! | #REF! | #REF! | #REF! | #REF! | #REF! | #REF!
#REF! | #REF! | #REF! | #REF! | #REF! | #REF! | #REF! | #REF! | #REF! | #REF! | #REF! | #REF! | #REF! | #REF! | #REF! | #REF! | #REF! | #REF! | #REF! | #REF! | #REF! | 3 | #REF! | #REF! | #REF! | #REF! | #REF! | #REF! | #REF! | #REF! | #REF! | #REF! | #REF! | #REF! | #REF! | #REF! | #REF! | #REF! | #REF! | #REF! | 50 | #REF! | #REF! | #REF! | #REF! | #REF! | #REF! | #REF! | #REF! | #REF! | #REF! | #REF! | #REF! | #REF! | #REF! |  |  | #REF! | #REF! |  | 20 | #REF! |  | #REF! | #REF! | #REF! | #REF! | #REF! | #REF! | #REF! | #REF! | #REF! | #REF! | #REF! | #REF! | #REF! | #REF! | #REF! | #REF! | #REF! | #REF! | #REF! | #REF! | #REF! | #REF! | #REF! | #REF! | #REF! | #REF! | #REF! | #REF! | #REF! | #REF! | #REF! | #REF! | #REF! | #REF! | #REF! | #REF! | #REF! | #REF! | #REF! | #REF! |  |  |  | #REF! | #REF! | #REF! | #REF! | #REF! | #REF! | #REF! |  | #REF! |  | #REF! | #REF! | #REF! | #REF! | #REF! | #REF! | #REF! | #REF! | #REF! | #REF! | #REF! | #REF! |  |  | #REF! |  |  |  | #REF! | 0 | 0 |  |  |  |  | #REF! | #REF! | #REF! | #REF! | #REF! | #REF! | #REF! |  | #REF! |  | #REF! | #REF! | #REF! | #REF! | #REF! | #REF! | #REF! | #REF! | #REF! | #REF! | #REF! | #REF! | #REF! | #REF! | #REF! | #REF! | #REF! | #REF! | #REF! | #REF! | #REF! | #REF! | #REF! | #REF! | #REF! | #REF! | #REF! | #REF! | #REF! | #REF! | #REF! | #REF! | #REF! | #REF! | #REF! | #REF! | #REF! | #REF! | #REF! | #REF! | #REF! | #REF! | #REF! | #REF! | #REF! | #REF! | #REF! | #REF! | #REF! | #REF! | #REF! | #REF! | #REF! | #REF! | #REF! | #REF! | #REF! | #REF! | #REF! | #REF! | #REF! | [10 empty] | 0 | 0 | 0 | 0 | 0 | 0 | 0 |  |  | 0 | 0 | 0 | 0 | 0 | 0 | 0 | 0 | 0 | 0 | 0 | 0 | 0 | 0 | 0 | 0 | 0 | 0 | 0 | 0 | #REF! | #REF! |  | #REF! |  | #REF! | #REF! | #REF! | #REF! | #REF! | #REF! | #REF! | #REF! | #REF! | #REF! | #REF! | #REF! | #REF! | #REF! | #REF! | #REF! | #REF! | #REF!
#REF! | #REF! | #REF! | #REF! | #REF! | #REF! | #REF! | #REF! | #REF! | #REF! | #REF! | #REF! | #REF! | #REF! | #REF! | #REF! | #REF! | #REF! | #REF! | #REF! | #REF! | 3 | #REF! | #REF! | #REF! | #REF! | #REF! | #REF! | #REF! | #REF! | #REF! | #REF! | #REF! | #REF! | #REF! | #REF! | #REF! | #REF! | #REF! | #REF! | 50 | #REF! | #REF! | #REF! | #REF! | #REF! | #REF! | #REF! | #REF! | #REF! | #REF! | #REF! | #REF! | #REF! | #REF! |  |  | #REF! | #REF! |  | 20 | #REF! |  | #REF! | #REF! | #REF! | #REF! | #REF! | #REF! | #REF! | #REF! | #REF! | #REF! | #REF! | #REF! | #REF! | #REF! | #REF! | #REF! | #REF! | #REF! | #REF! | #REF! | #REF! | #REF! | #REF! | #REF! | #REF! | #REF! | #REF! | #REF! | #REF! | #REF! | #REF! | #REF! | #REF! | #REF! | #REF! | #REF! | #REF! | #REF! | #REF! | #REF! |  |  |  | #REF! | #REF! | #REF! | #REF! | #REF! | #REF! | #REF! |  | #REF! |  | #REF! | #REF! | #REF! | #REF! | #REF! | #REF! | #REF! | #REF! | #REF! | #REF! | #REF! | #REF! |  |  | #REF! |  |  |  | #REF! | 0 | 0 |  |  |  |  | #REF! | #REF! | #REF! | #REF! | #REF! | #REF! | #REF! |  | #REF! |  | #REF! | #REF! | #REF! | #REF! | #REF! | #REF! | #REF! | #REF! | #REF! | #REF! | #REF! | #REF! | #REF! | #REF! | #REF! | #REF! | #REF! | #REF! | #REF! | #REF! | #REF! | #REF! | #REF! | #REF! | #REF! | #REF! | #REF! | #REF! | #REF! | #REF! | #REF! | #REF! | #REF! | #REF! | #REF! | #REF! | #REF! | #REF! | #REF! | #REF! | #REF! | #REF! | #REF! | #REF! | #REF! | #REF! | #REF! | #REF! | #REF! | #REF! | #REF! | #REF! | #REF! | #REF! | #REF! | #REF! | #REF! | #REF! | #REF! | #REF! | #REF! | [10 empty] | 0 | 0 | 0 | 0 | 0 | 0 | 0 |  |  | 0 | 0 | 0 | 0 | 0 | 0 | 0 | 0 | 0 | 0 | 0 | 0 | 0 | 0 | 0 | 0 | 0 | 0 | 0 | 0 | #REF! | #REF! |  | #REF! |  | #REF! | #REF! | #REF! | #REF! | #REF! | #REF! | #REF! | #REF! | #REF! | #REF! | #REF! | #REF! | #REF! | #REF! | #REF! | #REF! | #REF! | #REF!
#REF! | #REF! | #REF! | #REF! | #REF! | #REF! | #REF! | #REF! | #REF! | #REF! | #REF! | #REF! | #REF! | #REF! | #REF! | #REF! | #REF! | #REF! | #REF! | #REF! |  | 3 | #REF! |  | #REF! | #REF! | #REF! | #REF! | #REF! | #REF! | #REF! | #REF! | #REF! | #REF! | #REF! | #REF! | #REF! | #REF! | #REF! | #REF! | 50 | #REF! | #REF! | #REF! | #REF! | #REF! | #REF! | #REF! | #REF! | #REF! | #REF! | #REF! | #REF! | #REF! | #REF! | [13 empty] | #REF! |  |  |  |  | 0 |  | #REF! |  | #REF! | #REF! | #REF! | #REF! |  | #REF! | #REF! | #REF! | #REF! | #REF! | #REF! | #REF! | #REF! | #REF! | #REF! | #REF! | #REF! | #REF! | #REF! | 0 | 0 | 0 | #REF! | #REF! | #REF! | #REF! |  |  |  | #REF! | #REF! | #REF! | #REF! | #REF! | #REF! | #REF! |  | #REF! |  | #REF! | #REF! | #REF! | #REF! | #REF! | #REF! | 0 | #REF! | #REF! | #REF! | #REF! | #REF! |  |  | #REF! |  |  |  | #REF! | 0 | 0 |  |  |  |  | #REF! | #REF! | #REF! | #REF! | #REF! | #REF! | #REF! |  | #REF! |  | 0 | #REF! | #REF! | #REF! | #REF! | #REF! | #REF! | #REF! | #REF! | #REF! | #REF! | #REF! | #REF! | #REF! | #REF! | #REF! | #REF! | #REF! | #REF! | [26 empty] | #REF! | #REF! | #REF! | #REF! | #REF! | #REF! | #REF! | #REF! | #REF! | #REF! | #REF! | #REF! | #REF! | #REF! | #REF! | #REF! | [10 empty] | 0 | 0 | 0 | 0 | 0 | 0 | 0 |  |  | 0 | 0 | 0 | 0 | 0 | 0 | 0 | [31 empty] | 0 | 0 | 0 | #REF!
#REF! | #REF! | #REF! | #REF! | #REF! | #REF! | #REF! | #REF! | #REF! | #REF! | #REF! | #REF! | #REF! | #REF! | #REF! | #REF! | #REF! | #REF! | #REF! | #REF! | #REF! | 3 | #REF! | #REF! | #REF! | #REF! | #REF! | #REF! | #REF! | #REF! | #REF! | #REF! | #REF! | #REF! | #REF! | #REF! | #REF! | #REF! | #REF! | #REF! | 50 | #REF! | #REF! | #REF! | #REF! | #REF! | #REF! | #REF! | #REF! | #REF! | #REF! | #REF! | #REF! | #REF! | #REF! |  |  | #REF! | #REF! |  | 20 | #REF! |  | #REF! | #REF! | #REF! | #REF! | #REF! | #REF! | #REF! | #REF! | #REF! | #REF! | #REF! | #REF! | #REF! | #REF! | #REF! | #REF! | #REF! | #REF! | #REF! | #REF! | #REF! | #REF! | #REF! | #REF! | #REF! | #REF! | #REF! | #REF! | #REF! | #REF! | #REF! | #REF! | #REF! | #REF! | #REF! | #REF! | #REF! | #REF! | #REF! | #REF! |  |  |  | #REF! | #REF! | #REF! | #REF! | #REF! | #REF! | #REF! |  | #REF! |  | #REF! | #REF! | #REF! | #REF! | #REF! | #REF! | #REF! | #REF! | #REF! | #REF! | #REF! | #REF! |  |  | #REF! |  |  |  | #REF! | 0 | 0 |  |  |  |  | #REF! | #REF! | #REF! | #REF! | #REF! | #REF! | #REF! |  | #REF! |  | #REF! | #REF! | #REF! | #REF! | #REF! | #REF! | #REF! | #REF! | #REF! | #REF! | #REF! | #REF! | #REF! | #REF! | #REF! | #REF! | #REF! | #REF! | #REF! | #REF! | #REF! | #REF! | #REF! | #REF! | #REF! | #REF! | #REF! | #REF! | #REF! | #REF! | #REF! | #REF! | #REF! | #REF! | #REF! | #REF! | #REF! | #REF! | #REF! | #REF! | #REF! | #REF! | #REF! | #REF! | #REF! | #REF! | #REF! | #REF! | #REF! | #REF! | #REF! | #REF! | #REF! | #REF! | #REF! | #REF! | #REF! | #REF! | #REF! | #REF! | #REF! | [10 empty] | 0 | 0 | 0 | 0 | 0 | 0 | 0 |  |  | 0 | 0 | 0 | 0 | 0 | 0 | 0 | 0 | 0 | 0 | 0 | 0 | 0 | 0 | 0 | 0 | 0 | 0 | 0 | 0 | #REF! | #REF! |  | #REF! |  | #REF! | #REF! | #REF! | #REF! | #REF! | #REF! | #REF! | #REF! | #REF! | #REF! | #REF! | #REF! | #REF! | #REF! | #REF! | #REF! | #REF! | #REF!
#REF! | #REF! | #REF! | #REF! | #REF! | #REF! | #REF! | #REF! | #REF! | #REF! | #REF! | #REF! | #REF! | #REF! | #REF! | #REF! | #REF! | #REF! | #REF! | #REF! | #REF! | 3 | #REF! | #REF! | #REF! | #REF! | #REF! | #REF! | #REF! | #REF! | #REF! | #REF! | #REF! | #REF! | #REF! | #REF! | #REF! | #REF! | #REF! | #REF! | 50 | #REF! | #REF! | #REF! | #REF! | #REF! | #REF! | #REF! | #REF! | #REF! | #REF! | #REF! | #REF! | #REF! | #REF! |  |  | #REF! | #REF! |  | 20 | #REF! |  | #REF! | #REF! | #REF! | #REF! | #REF! | #REF! | #REF! | #REF! | #REF! | #REF! | #REF! | #REF! | #REF! | #REF! | #REF! | #REF! | #REF! | #REF! | #REF! | #REF! | #REF! | #REF! | #REF! | #REF! | #REF! | #REF! | #REF! | #REF! | #REF! | #REF! | #REF! | #REF! | #REF! | #REF! | #REF! | #REF! | #REF! | #REF! | #REF! | #REF! |  |  |  | #REF! | #REF! | #REF! | #REF! | #REF! | #REF! | #REF! |  | #REF! |  | #REF! | #REF! | #REF! | #REF! | #REF! | #REF! | #REF! | #REF! | #REF! | #REF! | #REF! | #REF! |  |  | #REF! |  |  |  | #REF! | 0 | 0 |  |  |  |  | #REF! | #REF! | #REF! | #REF! | #REF! | #REF! | #REF! |  | #REF! |  | #REF! | #REF! | #REF! | #REF! | #REF! | #REF! | #REF! | #REF! | #REF! | #REF! | #REF! | #REF! | #REF! | #REF! | #REF! | #REF! | #REF! | #REF! | #REF! | #REF! | #REF! | #REF! | #REF! | #REF! | #REF! | #REF! | #REF! | #REF! | #REF! | #REF! | #REF! | #REF! | #REF! | #REF! | #REF! | #REF! | #REF! | #REF! | #REF! | #REF! | #REF! | #REF! | #REF! | #REF! | #REF! | #REF! | #REF! | #REF! | #REF! | #REF! | #REF! | #REF! | #REF! | #REF! | #REF! | #REF! | #REF! | #REF! | #REF! | #REF! | #REF! | [10 empty] | 0 | 0 | 0 | 0 | 0 | 0 | 0 |  |  | 0 | 0 | 0 | 0 | 0 | 0 | 0 | 0 | 0 | 0 | 0 | 0 | 0 | 0 | 0 | 0 | 0 | 0 | 0 | 0 | #REF! | #REF! |  | #REF! |  | #REF! | #REF! | #REF! | #REF! | #REF! | #REF! | #REF! | #REF! | #REF! | #REF! | #REF! | #REF! | #REF! | #REF! | #REF! | #REF! | #REF! | #REF!
#REF! | #REF! | #REF! | #REF! | #REF! | #REF! | #REF! | #REF! | #REF! | #REF! | #REF! | #REF! | #REF! | #REF! | #REF! | #REF! | #REF! | #REF! | #REF! | #REF! | #REF! | 3 | #REF! | #REF! | #REF! | #REF! | #REF! | #REF! | #REF! | #REF! | #REF! | #REF! | #REF! | #REF! | #REF! | #REF! | #REF! | #REF! | #REF! | #REF! | 50 | #REF! | #REF! | #REF! | #REF! | #REF! | #REF! | #REF! | #REF! | #REF! | #REF! | #REF! | #REF! | #REF! | #REF! |  |  | #REF! | #REF! |  | 20 | #REF! |  | #REF! | #REF! | #REF! | #REF! | #REF! | #REF! | #REF! | #REF! | #REF! | #REF! | #REF! | #REF! | #REF! | #REF! | #REF! | #REF! | #REF! | #REF! | #REF! | #REF! | #REF! | #REF! | #REF! | #REF! | #REF! | #REF! | #REF! | #REF! | #REF! | #REF! | #REF! | #REF! | #REF! | #REF! | #REF! | #REF! | #REF! | #REF! | #REF! | #REF! |  |  |  | #REF! | #REF! | #REF! | #REF! | #REF! | #REF! | #REF! |  | #REF! |  | #REF! | #REF! | #REF! | #REF! | #REF! | #REF! | #REF! | #REF! | #REF! | #REF! | #REF! | #REF! |  |  | #REF! |  |  |  | #REF! | 0 | 0 |  |  |  |  | #REF! | #REF! | #REF! | #REF! | #REF! | #REF! | #REF! |  | #REF! |  | #REF! | #REF! | #REF! | #REF! | #REF! | #REF! | #REF! | #REF! | #REF! | #REF! | #REF! | #REF! | #REF! | #REF! | #REF! | #REF! | #REF! | #REF! | #REF! | #REF! | #REF! | #REF! | #REF! | #REF! | #REF! | #REF! | #REF! | #REF! | #REF! | #REF! | #REF! | #REF! | #REF! | #REF! | #REF! | #REF! | #REF! | #REF! | #REF! | #REF! | #REF! | #REF! | #REF! | #REF! | #REF! | #REF! | #REF! | #REF! | #REF! | #REF! | #REF! | #REF! | #REF! | #REF! | #REF! | #REF! | #REF! | #REF! | #REF! | #REF! | #REF! | [10 empty] | 0 | 0 | 0 | 0 | 0 | 0 | 0 |  |  | 0 | 0 | 0 | 0 | 0 | 0 | 0 | 0 | 0 | 0 | 0 | 0 | 0 | 0 | 0 | 0 | 0 | 0 | 0 | 0 | #REF! | #REF! |  | #REF! |  | #REF! | #REF! | #REF! | #REF! | #REF! | #REF! | #REF! | #REF! | #REF! | #REF! | #REF! | #REF! | #REF! | #REF! | #REF! | #REF! | #REF! | #REF!
#REF! | #REF! | #REF! | #REF! | #REF! | #REF! | #REF! | #REF! | #REF! | #REF! | #REF! | #REF! | #REF! | #REF! | #REF! | #REF! | #REF! | #REF! | #REF! | #REF! | #REF! | 3 | #REF! | #REF! | #REF! | #REF! | #REF! | #REF! | #REF! | #REF! | #REF! | #REF! | #REF! | #REF! | #REF! | #REF! | #REF! | #REF! | #REF! | #REF! | 50 | #REF! | #REF! | #REF! | #REF! | #REF! | #REF! | #REF! | #REF! | #REF! | #REF! | #REF! | #REF! | #REF! | #REF! |  |  | #REF! | #REF! |  | 20 | #REF! |  | #REF! | #REF! | #REF! | #REF! | #REF! | #REF! | #REF! | #REF! | #REF! | #REF! | #REF! | #REF! | #REF! | #REF! | #REF! | #REF! | #REF! | #REF! | #REF! | #REF! | #REF! | #REF! | #REF! | #REF! | #REF! | #REF! | #REF! | #REF! | #REF! | #REF! | #REF! | #REF! | #REF! | #REF! | #REF! | #REF! | #REF! | #REF! | #REF! | #REF! |  |  |  | #REF! | #REF! | #REF! | #REF! | #REF! | #REF! | #REF! |  | #REF! |  | #REF! | #REF! | #REF! | #REF! | #REF! | #REF! | #REF! | #REF! | #REF! | #REF! | #REF! | #REF! |  |  | #REF! |  |  |  | #REF! | 0 | 0 |  |  |  |  | #REF! | #REF! | #REF! | #REF! | #REF! | #REF! | #REF! |  | #REF! |  | #REF! | #REF! | #REF! | #REF! | #REF! | #REF! | #REF! | #REF! | #REF! | #REF! | #REF! | #REF! | #REF! | #REF! | #REF! | #REF! | #REF! | #REF! | #REF! | #REF! | #REF! | #REF! | #REF! | #REF! | #REF! | #REF! | #REF! | #REF! | #REF! | #REF! | #REF! | #REF! | #REF! | #REF! | #REF! | #REF! | #REF! | #REF! | #REF! | #REF! | #REF! | #REF! | #REF! | #REF! | #REF! | #REF! | #REF! | #REF! | #REF! | #REF! | #REF! | #REF! | #REF! | #REF! | #REF! | #REF! | #REF! | #REF! | #REF! | #REF! | #REF! | [10 empty] | 0 | 0 | 0 | 0 | 0 | 0 | 0 |  |  | 0 | 0 | 0 | 0 | 0 | 0 | 0 | 0 | 0 | 0 | 0 | 0 | 0 | 0 | 0 | 0 | 0 | 0 | 0 | 0 | #REF! | #REF! |  | #REF! |  | #REF! | #REF! | #REF! | #REF! | #REF! | #REF! | #REF! | #REF! | #REF! | #REF! | #REF! | #REF! | #REF! | #REF! | #REF! | #REF! | #REF! | #REF!
#REF! | #REF! | #REF! | #REF! | #REF! | #REF! | #REF! | #REF! | #REF! | #REF! | #REF! | #REF! | #REF! | #REF! | #REF! | #REF! | #REF! | #REF! | #REF! | #REF! | #REF! | 3 | #REF! | #REF! | #REF! | #REF! | #REF! | #REF! | #REF! | #REF! | #REF! | #REF! | #REF! | #REF! | #REF! | #REF! | #REF! | #REF! | #REF! | #REF! | 50 | #REF! | #REF! | #REF! | #REF! | #REF! | #REF! | #REF! | #REF! | #REF! | #REF! | #REF! | #REF! | #REF! | #REF! |  |  | #REF! | #REF! |  | 20 | #REF! |  | #REF! | #REF! | #REF! | #REF! | #REF! | #REF! | #REF! | #REF! | #REF! | #REF! | #REF! | #REF! | #REF! | #REF! | #REF! | #REF! | #REF! | #REF! | #REF! | #REF! | #REF! | #REF! | #REF! | #REF! | #REF! | #REF! | #REF! | #REF! | #REF! | #REF! | #REF! | #REF! | #REF! | #REF! | #REF! | #REF! | #REF! | #REF! | #REF! | #REF! |  |  |  | #REF! | #REF! | #REF! | #REF! | #REF! | #REF! | #REF! |  | #REF! |  | #REF! | #REF! | #REF! | #REF! | #REF! | #REF! | #REF! | #REF! | #REF! | #REF! | #REF! | #REF! |  |  | #REF! |  |  |  | #REF! | 0 | 0 |  |  |  |  | #REF! | #REF! | #REF! | #REF! | #REF! | #REF! | #REF! |  | #REF! |  | #REF! | #REF! | #REF! | #REF! | #REF! | #REF! | #REF! | #REF! | #REF! | #REF! | #REF! | #REF! | #REF! | #REF! | #REF! | #REF! | #REF! | #REF! | #REF! | #REF! | #REF! | #REF! | #REF! | #REF! | #REF! | #REF! | #REF! | #REF! | #REF! | #REF! | #REF! | #REF! | #REF! | #REF! | #REF! | #REF! | #REF! | #REF! | #REF! | #REF! | #REF! | #REF! | #REF! | #REF! | #REF! | #REF! | #REF! | #REF! | #REF! | #REF! | #REF! | #REF! | #REF! | #REF! | #REF! | #REF! | #REF! | #REF! | #REF! | #REF! | #REF! | [10 empty] | 0 | 0 | 0 | 0 | 0 | 0 | 0 |  |  | 0 | 0 | 0 | 0 | 0 | 0 | 0 | 0 | 0 | 0 | 0 | 0 | 0 | 0 | 0 | 0 | 0 | 0 | 0 | 0 | #REF! | #REF! |  | #REF! |  | #REF! | #REF! | #REF! | #REF! | #REF! | #REF! | #REF! | #REF! | #REF! | #REF! | #REF! | #REF! | #REF! | #REF! | #REF! | #REF! | #REF! | #REF!
[211 empty] | 0 | [10 empty] | 0 | 0 | 0 | 0 | 0 | 0 | 0
[181 empty] | 0 | [13 empty] | 0
|  |  | COLECTOR PPAL -PTAR | #REF! | #REF! | #REF! | #REF! | #REF! | #REF! | #REF! | #REF! | #REF! | #REF! | #REF! | #REF! | #REF! | #REF! | #REF! | #REF! | #REF! | 696 | #REF! | #REF! | #REF! | #REF! | #REF! | #REF! | #REF! | #REF! | #REF! | #REF! | #REF! | #REF! | #REF! | #REF! | #REF! | #REF! | #REF! | #N/A | 11150 | #N/A | #N/A | #N/A | #N/A | #N/A | #N/A | #N/A | #REF! | #REF! | #REF! | #REF! | #REF! | #REF! | #REF! | 0 | 0 | #REF! | #REF! | 0 | 4180 | #REF! | 0 | #REF! | #REF! | #REF! | #REF! | #REF! | #REF! | #REF! | #REF! | #REF! | #REF! | #REF! | #REF! | #REF! | #REF! | #N/A | #N/A | #N/A | #N/A | #N/A | #REF! | #N/A | #N/A | #N/A | #N/A | #REF! | #N/A | #N/A | #N/A | #N/A | #N/A | #N/A | #REF! | #REF! | #N/A | #N/A | #N/A | #REF! | #N/A | #N/A | #N/A | 0 | 0 | 0 | #N/A | #REF! | #DIV/0! | #REF! | #REF! | #REF! | #DIV/0! | 0 | #DIV/0! | 0 | #REF! | #DIV/0! | #DIV/0! | #DIV/0! | #DIV/0! | #DIV/0! | #REF! | #DIV/0! | #DIV/0! | #REF! | #REF! | #DIV/0! | 0 | 0 | #DIV/0! | 0 | 0 | 0 | #DIV/0! | 0 | 0 | 0 | 0 | 0 | 0 | #REF! | #REF! | #REF! | #REF! | #REF! | #REF! | #REF! | 0 | #DIV/0! | 0 | #REF! | #DIV/0! | #DIV/0! | #REF! | #REF! | #REF! | #REF! | #REF! | #REF! | #REF! | #REF! | #REF! | #REF! | #REF! |  |  |  |  | #REF! | #REF! | #REF! | #REF! | #REF! | #REF! | #REF! | #REF! | #REF! | #REF! | #REF! | #REF! | #REF! | #REF! | #REF! | #REF! | #REF! | #REF! | #REF! | #REF! | #REF! | #REF! | #REF! | #REF! | #REF! | #REF! | #REF! | #REF! | #REF! | #REF! | #REF! | #REF! | #REF! | #REF! | #REF! | #REF! | #REF! | #REF! | #REF! | #REF! | #REF! | #REF! | #REF! | 0 | 0 | 0 | 0 | 0 | 0 | 0 | 0 | 0 | 0 | 0 | 0 | 0 | 0 | 0 | 0 | 0 | 0 | 0 | 0 | 0 | 0 | 0 | 0 | 0 | 0 | 0 | 0 | 0 | 0 | 0 | 0 | 0 | 0 | 0 | 0 | 0 | 0 | 0 | #REF! | #REF! | 0 | #REF! | 0 | #N/A | #N/A | #N/A | #REF! | #N/A | #REF! | #REF! | #REF! | #REF! | #REF! | #REF! | #REF! | #REF! | #REF! | #REF! | #REF! | #REF! | #REF!
|  |  | DISTRITO 2 PTAR2 | #REF! | #REF! | #REF! | #REF! | #REF! | #REF! | #REF! | #REF! | #REF! | #REF! | #REF! | #REF! | #REF! | #REF! | #REF! | #REF! | #REF! | #REF! | #REF! | #REF! | #REF! | #REF! | #REF! | #REF! | #REF! | #REF! | #REF! | #REF! | #REF! | #REF! | #REF! | #REF! | #REF! | #REF! | #REF! | #REF! | #REF! | #REF! | #REF! | #REF! | #REF! | #REF! | #REF! | #REF! | #REF! | #REF! | #REF! | #REF! | #REF! | #REF! | #REF! | #REF! | #REF! | #REF! | #REF! | #REF! | #REF! | #REF! | #REF! | #REF! | #REF! | #REF! | #REF! | #REF! | #REF! | #REF! | #REF! | #REF! | #REF! | #REF! | #REF! | #REF! | #REF! | #REF! | #REF! | #REF! | #REF! | #REF! | #REF! | #REF! | #REF! | #REF! | #REF! | #REF! | #REF! | #REF! | #REF! | #REF! | #REF! | #REF! | #REF! | #REF! | #REF! | #REF! | #REF! | #REF! | #REF! | #REF! | #REF! | #REF! | #REF! | #REF! | #REF! | #REF! | #REF! | #REF! | #REF! | #REF! | #REF! | #REF! | #REF! | #REF! | #REF! | #REF! | #REF! | #REF! | #REF! | #REF! | #REF! | #REF! | #REF! | #REF! | #REF! | #REF! | #REF! | #REF! | #REF! | #REF! | #REF! | #REF! | #REF! | #REF! | #REF! | #REF! | #REF! | #REF! | #REF! | #REF! | #REF! | #REF! | #REF! | #REF! | #REF! | #REF! | #REF! | #REF! | #REF! | #REF! | #REF! | #REF! | #REF! | #REF! | #REF! | #REF! | #REF! | #REF! | #REF! | #REF! | #REF! | #REF! | #REF! |  |  |  |  | #REF! | #REF! | #REF! | #REF! | #REF! | #REF! | #REF! | #REF! | #REF! | #REF! | #REF! | #REF! | #REF! | #REF! | #REF! | #REF! | #REF! | #REF! | #REF! | #REF! | #REF! | #REF! | #REF! | #REF! | #REF! | #REF! | #REF! | #REF! | #REF! | #REF! | #REF! | #REF! | #REF! | #REF! | #REF! | #REF! | #REF! | #REF! | #REF! | #REF! | #REF! | #REF! | #REF! | #REF! | #REF! | #REF! | #REF! | #REF! | #REF! | #REF! | #REF! | #REF! | #REF! | #REF! | #REF! | #REF! | #REF! | #REF! | #REF! | #REF! | #REF! | #REF! | #REF! | #REF! | #REF! | #REF! | #REF! | #REF! | #REF! | #REF! | #REF! | #REF! | #REF! | #REF! | #REF! | #REF! | #REF! | #REF! | #REF! | #REF! | #REF! | #REF! | #REF! | #REF! | #REF! | #REF! | #REF! | #REF! | #REF! | #REF! | #REF! | #REF! | #REF! | #REF! | #REF! | #REF! | #REF! | #REF! | #REF! | #REF! | #REF! | #REF! | #REF! | #REF! | #REF!
|  |  | DISTRITO3 BOT 5 LLUVIAS | #REF! | #REF! | #REF! | #REF! | #REF! | #REF! | #REF! | #REF! | #REF! | #REF! | #REF! | #REF! | #REF! | #REF! | #REF! | #REF! | #REF! | #REF! | #REF! | #REF! | #REF! | #REF! | #REF! | #REF! | #REF! | #REF! | #REF! | #REF! | #REF! | #REF! | #REF! | #REF! | #REF! | #REF! | #REF! | #REF! | #REF! | #REF! | #REF! | #REF! | #REF! | #REF! | #REF! | #REF! | #REF! | #REF! | #REF! | #REF! | #REF! | #REF! | #REF! | #REF! | #REF! | #REF! | #REF! | #REF! | #REF! | #REF! | #REF! | #REF! | #REF! | #REF! | #REF! | #REF! | #REF! | #REF! | #REF! | #REF! | #REF! | #REF! | #REF! | #REF! | #REF! | #REF! | #REF! | #REF! | #REF! | #REF! | #REF! | #REF! | #REF! | #REF! | #REF! | #REF! | #REF! | #REF! | #REF! | #REF! | #REF! | #REF! | #REF! | #REF! | #REF! | #REF! | #REF! | #REF! | #REF! | #REF! | #REF! | #REF! | #REF! | #REF! | #REF! | #REF! | #REF! | #REF! | #REF! | #REF! | #REF! | #REF! | #REF! | #REF! | #REF! | #REF! | #REF! | #REF! | #REF! | #REF! | #REF! | #REF! | #REF! | #REF! | #REF! | #REF! | #REF! | #REF! | #REF! | #REF! | #REF! | #REF! | #REF! | #REF! | #REF! | #REF! | #REF! | #REF! | #REF! | #REF! | #REF! | #REF! | #REF! | #REF! | #REF! | #REF! | #REF! | #REF! | #REF! | #REF! | #REF! | #REF! | #REF! | #REF! | #REF! | #REF! | #REF! | #REF! | #REF! | #REF! | #REF! | #REF! | #REF! | #REF! | #REF! | #REF! | #REF! | #REF! | #REF! | #REF! | #REF! | #REF! | #REF! | #REF! | #REF! | #REF! | #REF! | #REF! | #REF! | #REF! | #REF! | #REF! | #REF! | #REF! | #REF! | #REF! | #REF! | #REF! | #REF! | #REF! | #REF! | #REF! | #REF! | #REF! | #REF! | #REF! | #REF! | #REF! | #REF! | #REF! | #REF! | #REF! | #REF! | #REF! | #REF! | #REF! | #REF! | #REF! | #REF! | #REF! | #REF! | #REF! | #REF! | #REF! | #REF! | #REF! | #REF! | #REF! | #REF! | #REF! | #REF! | #REF! | #REF! | #REF! | #REF! | #REF! | #REF! | #REF! | #REF! | #REF! | #REF! | #REF! | #REF! | #REF! | #REF! | #REF! | #REF! | #REF! | #REF! | #REF! | #REF! | #REF! | #REF! | #REF! | #REF! | #REF! | #REF! | #REF! | #REF! | #REF! | #REF! | #REF! | #REF! | #REF! | #REF! | #REF! | #REF! | #REF! | #REF! | #REF! | #REF! | #REF! | #REF! | #REF! | #REF! | #REF! | #REF! | #REF! | #REF! | #REF! | #REF! | #REF!
|  |  | DISTRITO BOT-AL LLUVIAS | #REF! | #REF! | #REF! | #REF! | #REF! | #REF! | #REF! | #REF! | #REF! | #REF! | #REF! | #REF! | #REF! | #REF! | #REF! | #REF! | #REF! | #REF! | #REF! | #REF! | #REF! | #REF! | #REF! | #REF! | #REF! | #REF! | #REF! | #REF! | #REF! | #REF! | #REF! | #REF! | #REF! | #REF! | #REF! | #REF! | #REF! | #REF! | #REF! | #REF! | #REF! | #REF! | #REF! | #REF! | #REF! | #REF! | #REF! | #REF! | #REF! | #REF! | #REF! | #REF! | #REF! | #REF! | #REF! | #REF! | #REF! | #REF! | #REF! | #REF! | #REF! | #REF! | #REF! | #REF! | #REF! | #REF! | #REF! | #REF! | #REF! | #REF! | #REF! | #REF! | #REF! | #REF! | #REF! | #REF! | #REF! | #REF! | #REF! | #REF! | #REF! | #REF! | #REF! | #REF! | #REF! | #REF! | #REF! | #REF! | #REF! | #REF! | #REF! | #REF! | #REF! | #REF! | #REF! | #REF! | #REF! | #REF! | #REF! | #REF! | #REF! | #REF! | #REF! | #REF! | #REF! | #REF! | #REF! | #REF! | #REF! | #REF! | #REF! | #REF! | #REF! | #REF! | #REF! | #REF! | #REF! | #REF! | #REF! | #REF! | #REF! | #REF! | #REF! | #REF! | #REF! | #REF! | #REF! | #REF! | #REF! | #REF! | #REF! | #REF! | #REF! | #REF! | #REF! | #REF! | #REF! | #REF! | #REF! | #REF! | #REF! | #REF! | #REF! | #REF! | #REF! | #REF! | #REF! | #REF! | #REF! | #REF! | #REF! | #REF! | #REF! | #REF! | #REF! | #REF! | #REF! | #REF! | #REF! | #REF! | #REF! | #REF! | #REF! | #REF! | #REF! | #REF! | #REF! | #REF! | #REF! | #REF! | #REF! | #REF! | #REF! | #REF! | #REF! | #REF! | #REF! | #REF! | #REF! | #REF! | #REF! | #REF! | #REF! | #REF! | #REF! | #REF! | #REF! | #REF! | #REF! | #REF! | #REF! | #REF! | #REF! | #REF! | #REF! | #REF! | #REF! | #REF! | #REF! | #REF! | #REF! | #REF! | #REF! | #REF! | #REF! | #REF! | #REF! | #REF! | #REF! | #REF! | #REF! | #REF! | #REF! | #REF! | #REF! | #REF! | #REF! | #REF! | #REF! | #REF! | #REF! | #REF! | #REF! | #REF! | #REF! | #REF! | #REF! | #REF! | #REF! | #REF! | #REF! | #REF! | #REF! | #REF! | #REF! | #REF! | #REF! | #REF! | #REF! | #REF! | #REF! | #REF! | #REF! | #REF! | #REF! | #REF! | #REF! | #REF! | #REF! | #REF! | #REF! | #REF! | #REF! | #REF! | #REF! | #REF! | #REF! | #REF! | #REF! | #REF! | #REF! | #REF! | #REF! | #REF! | #REF! | #REF! | #REF! | #REF! | #REF! | #REF!
|  |  | TOTAL | #REF! | #REF! | #REF! | #REF! | #REF! | #REF! | #REF! | #REF! | #REF! | #REF! | #REF! | #REF! | #REF! | #REF! | #REF! | #REF! | #REF! | #REF! | #REF! | #REF! | #REF! | #REF! | #REF! | #REF! | #REF! | #REF! | #REF! | #REF! | #REF! | #REF! | #REF! | #REF! | #REF! | #REF! | #REF! | #N/A | #REF! | #N/A | #N/A | #N/A | #N/A | #N/A | #N/A | #N/A | #REF! | #REF! | #REF! | #REF! | #REF! | #REF! | #REF! | #REF! | #REF! | #REF! | #REF! | #REF! | #REF! | #REF! | #REF! | #REF! | #REF! | #REF! | #REF! | #REF! | #REF! | #REF! | #REF! | #REF! | #REF! | #REF! | #REF! | #REF! | #REF! | #N/A | #N/A | #N/A | #N/A | #N/A | #REF! | #N/A | #N/A | #N/A | #N/A | #REF! | #N/A | #N/A | #N/A | #N/A | #N/A | #N/A | #REF! | #REF! | #N/A | #N/A | #N/A | #REF! | #N/A | #N/A | #N/A | #REF! | #REF! | #REF! | #N/A | #REF! | #DIV/0! | #REF! | #REF! | #REF! | #DIV/0! | #REF! | #DIV/0! | #REF! | #REF! | #DIV/0! | #DIV/0! | #DIV/0! | #DIV/0! | #DIV/0! | #REF! | #DIV/0! | #DIV/0! | #REF! | #REF! | #DIV/0! | #REF! | #REF! | #DIV/0! | #REF! | #REF! | #REF! | #DIV/0! | #REF! | #REF! | #REF! | #REF! | #REF! | #REF! | #REF! | #REF! | #REF! | #REF! | #REF! | #REF! | #REF! | #REF! | #DIV/0! | #REF! | #REF! | #DIV/0! | #DIV/0! | #REF! | #REF! | #REF! | #REF! | #REF! | #REF! | #REF! | #REF! | #REF! | #REF! | #REF! |  |  |  |  | #REF! | #REF! | #REF! | #REF! | #REF! | #REF! | #REF! | #REF! | #REF! | #REF! | #REF! | #REF! | #REF! | #REF! | #REF! | #REF! | #REF! | #REF! | #REF! | #REF! | #REF! | #REF! | #REF! | #REF! | #REF! | #REF! | #REF! | #REF! | #REF! | #REF! | #REF! | #REF! | #REF! | #REF! | #REF! | #REF! | #REF! |  |  |  |  | #REF! | #REF! | #REF! | #REF! | #REF! | #REF! | #REF! | #REF! | #REF! | #REF! | #REF! | #REF! | #REF! | #REF! | #REF! | #REF! | #REF! | #REF! | #REF! | #REF! | #REF! | #REF! | #REF! | #REF! | #REF! | #REF! | #REF! | #REF! | #REF! | #REF! | #REF! | #REF! | #REF! | #REF! | #REF! | #REF! | #REF! | #REF! | #REF! | #REF! | #REF! | #REF! | #REF! | #REF! | #REF! | #REF! | #N/A | #N/A | #N/A | #REF! | #N/A | #REF! | #REF! | #REF! | #REF! | #REF! | #REF! | #REF! | #REF! | #REF! | #REF! | #REF! | #REF! | #REF!
#REF!
|  |  | COLECTOR PPAL_ | 0 | 0 | 0 | 0 | 0 | 0 | 0 | 0 | 0 | 0 | 0 | 0 | 0 | 0 | 0 | 0 | 0 | 0 | 0 | 0 | 0 | 0 | 0 | 0 | 0 | 0 | 0 | 0 | 0 | 0 | 0 | 0 | 0 | 0 | 0 | 0 | 0 | 0 | 0 | 0 | 0 | 0 | 0 | 0 | 0 | 0 | 0 | 0 | 0 | 0 | 0 | 0 | 0 | 0 | 0 | 0 | 0 | 0 | 0 | 0 | 0 | 0 | 0 | 0 | 0 | 0 | 0 | 0 | 0 | 0 | 0 | 0 | 0 | 0 | 0 | 0 | 0 | 0 | 0 | 0 | 0 | 0 | 0 | 0 | 0 | 0 | 0 | 0 | 0 | 0 | 0 | 0 | 0 | 0 | 0 | 0 | 0 | 0 | 0 | 0 | 0 | 0 | 0 | 0 | 0 | 0 | 0 | 0 | 0 | 0 | 0 | 0 | 0 | 0 | 0 | 0 | 0 | 0 | 0 | 0 | 0 | 0 | 0 | 0 | 0 | 0 | 0 | 0 | 0 | 0 | 0 | 0 | 0 | 0 | 0 | 0 | 0 | 0 | 0 | 0 | 0 | 0 | 0 | 0 | 0 | 0 | 0 | 0 | 0 | 0 | 0 | 0 | 0 | 0 | 0 | 0 | 0 | 0 | 0 | 0 | 0 | 0 | 0 | 0 | 0 | 0 | 0 | 0 | 0 | 0 | 0 | 0 | 0 | 0 | 0 | 0 | 0 | 0 | 0 | 0 | 0 | 0 | 0 | 0 | 0 | 0 | 0 | 0 | 0 | 0 | 0 | 0 | 0 | 0 | 0 | 0 | 0 | 0 | 0 | 0 | 0 | 0 | 0 | 0 | 0 | 0 | 0 | 0 | 0 | 0 | 0 | 0 | 0 | 0 | 0 | 0 | 0 | 0 | 0 | 0 | 0 | 0 | 0 | 0 | 0 | 0 | 0 | 0 | 0 | 0 | 0 | 0 | 0 | 0 | 0 | 0 | 0 | 0 | 0 | 0 | 0 | 0 | 0 | 0 | 0 | 0 | 0 | 0 | 0 | 0 | 0 | 0 | 0 | 0 | 0 | 0 | 0 | 0 | 0 | 0 | 0 | 0 | 0 | 0 | 0 | 0 | 0 | 0 | 0 | 0
|  |  | SECUNDARIA COL PPAL_ | 0 | 0 | 0 | 0 | 0 | 0 | 0 | 0 | 0 | 0 | 0 | 0 | 0 | 0 | 0 | 0 | 0 | 0 | 0 | 0 | 0 | 0 | 0 | 0 | 0 | 0 | 0 | 0 | 0 | 0 | 0 | 0 | 0 | 0 | 0 | 0 | 0 | 0 | 0 | 0 | 0 | 0 | 0 | 0 | 0 | 0 | 0 | 0 | 0 | 0 | 0 | 0 | 0 | 0 | 0 | 0 | 0 | 0 | 0 | 0 | 0 | 0 | 0 | 0 | 0 | 0 | 0 | 0 | 0 | 0 | 0 | 0 | 0 | 0 | 0 | 0 | 0 | 0 | 0 | 0 | 0 | 0 | 0 | 0 | 0 | 0 | 0 | 0 | 0 | 0 | 0 | 0 | 0 | 0 | 0 | 0 | 0 | 0 | 0 | 0 | 0 | 0 | 0 | 0 | 0 | 0 | 0 | 0 | 0 | 0 | 0 | 0 | 0 | 0 | 0 | 0 | 0 | 0 | 0 | 0 | 0 | 0 | 0 | 0 | 0 | 0 | 0 | 0 | 0 | 0 | 0 | 0 | 0 | 0 | 0 | 0 | 0 | 0 | 0 | 0 | 0 | 0 | 0 | 0 | 0 | 0 | 0 | 0 | 0 | 0 | 0 | 0 | 0 | 0 | 0 | 0 | 0 | 0 | 0 | 0 | 0 | 0 | 0 | 0 | 0 | 0 | 0 | 0 | 0 | 0 | 0 | 0 | 0 | 0 | 0 | 0 | 0 | 0 | 0 | 0 | 0 | 0 | 0 | 0 | 0 | 0 | 0 | 0 | 0 | 0 | 0 | 0 | 0 | 0 | 0 | 0 | 0 | 0 | 0 | 0 | 0 | 0 | 0 | 0 | 0 | 0 | 0 | 0 | 0 | 0 | 0 | 0 | 0 | 0 | 0 | 0 | 0 | 0 | 0 | 0 | 0 | 0 | 0 | 0 | 0 | 0 | 0 | 0 | 0 | 0 | 0 | 0 | 0 | 0 | 0 | 0 | 0 | 0 | 0 | 0 | 0 | 0 | 0 | 0 | 0 | 0 | 0 | 0 | 0 | 0 | 0 | 0 | 0 | 0 | 0 | 0 | 0 | 0 | 0 | 0 | 0 | 0 | 0 | 0 | 0 | 0 | 0 | 0 | 0 | 0
|  |  | COLECTOR PTAR 2_ | 0 | 0 | 0 | 0 | 0 | 0 | 0 | 0 | 0 | 0 | 0 | 0 | 0 | 0 | 0 | 0 | 0 | 0 | 0 | 0 | 0 | 0 | 0 | 0 | 0 | 0 | 0 | 0 | 0 | 0 | 0 | 0 | 0 | 0 | 0 | 0 | 0 | 0 | 0 | 0 | 0 | 0 | 0 | 0 | 0 | 0 | 0 | 0 | 0 | 0 | 0 | 0 | 0 | 0 | 0 | 0 | 0 | 0 | 0 | 0 | 0 | 0 | 0 | 0 | 0 | 0 | 0 | 0 | 0 | 0 | 0 | 0 | 0 | 0 | 0 | 0 | 0 | 0 | 0 | 0 | 0 | 0 | 0 | 0 | 0 | 0 | 0 | 0 | 0 | 0 | 0 | 0 | 0 | 0 | 0 | 0 | 0 | 0 | 0 | 0 | 0 | 0 | 0 | 0 | 0 | 0 | 0 | 0 | 0 | 0 | 0 | 0 | 0 | 0 | 0 | 0 | 0 | 0 | 0 | 0 | 0 | 0 | 0 | 0 | 0 | 0 | 0 | 0 | 0 | 0 | 0 | 0 | 0 | 0 | 0 | 0 | 0 | 0 | 0 | 0 | 0 | 0 | 0 | 0 | 0 | 0 | 0 | 0 | 0 | 0 | 0 | 0 | 0 | 0 | 0 | 0 | 0 | 0 | 0 | 0 | 0 | 0 | 0 | 0 | 0 | 0 | 0 | 0 | 0 | 0 | 0 | 0 | 0 | 0 | 0 | 0 | 0 | 0 | 0 | 0 | 0 | 0 | 0 | 0 | 0 | 0 | 0 | 0 | 0 | 0 | 0 | 0 | 0 | 0 | 0 | 0 | 0 | 0 | 0 | 0 | 0 | 0 | 0 | 0 | 0 | 0 | 0 | 0 | 0 | 0 | 0 | 0 | 0 | 0 | 0 | 0 | 0 | 0 | 0 | 0 | 0 | 0 | 0 | 0 | 0 | 0 | 0 | 0 | 0 | 0 | 0 | 0 | 0 | 0 | 0 | 0 | 0 | 0 | 0 | 0 | 0 | 0 | 0 | 0 | 0 | 0 | 0 | 0 | 0 | 0 | 0 | 0 | 0 | 0 | 0 | 0 | 0 | 0 | 0 | 0 | 0 | 0 | 0 | 0 | 0 | 0 | 0 | 0 | 0 | 0
|  |  | SECUNDARIAS COL PTAR 2_ | 0 | 0 | 0 | 0 | 0 | 0 | 0 | 0 | 0 | 0 | 0 | 0 | 0 | 0 | 0 | 0 | 0 | 0 | 0 | 0 | 0 | 0 | 0 | 0 | 0 | 0 | 0 | 0 | 0 | 0 | 0 | 0 | 0 | 0 | 0 | 0 | 0 | 0 | 0 | 0 | 0 | 0 | 0 | 0 | 0 | 0 | 0 | 0 | 0 | 0 | 0 | 0 | 0 | 0 | 0 | 0 | 0 | 0 | 0 | 0 | 0 | 0 | 0 | 0 | 0 | 0 | 0 | 0 | 0 | 0 | 0 | 0 | 0 | 0 | 0 | 0 | 0 | 0 | 0 | 0 | 0 | 0 | 0 | 0 | 0 | 0 | 0 | 0 | 0 | 0 | 0 | 0 | 0 | 0 | 0 | 0 | 0 | 0 | 0 | 0 | 0 | 0 | 0 | 0 | 0 | 0 | 0 | 0 | 0 | 0 | 0 | 0 | 0 | 0 | 0 | 0 | 0 | 0 | 0 | 0 | 0 | 0 | 0 | 0 | 0 | 0 | 0 | 0 | 0 | 0 | 0 | 0 | 0 | 0 | 0 | 0 | 0 | 0 | 0 | 0 | 0 | 0 | 0 | 0 | 0 | 0 | 0 | 0 | 0 | 0 | 0 | 0 | 0 | 0 | 0 | 0 | 0 | 0 | 0 | 0 | 0 | 0 | 0 | 0 | 0 | 0 | 0 | 0 | 0 | 0 | 0 | 0 | 0 | 0 | 0 | 0 | 0 | 0 | 0 | 0 | 0 | 0 | 0 | 0 | 0 | 0 | 0 | 0 | 0 | 0 | 0 | 0 | 0 | 0 | 0 | 0 | 0 | 0 | 0 | 0 | 0 | 0 | 0 | 0 | 0 | 0 | 0 | 0 | 0 | 0 | 0 | 0 | 0 | 0 | 0 | 0 | 0 | 0 | 0 | 0 | 0 | 0 | 0 | 0 | 0 | 0 | 0 | 0 | 0 | 0 | 0 | 0 | 0 | 0 | 0 | 0 | 0 | 0 | 0 | 0 | 0 | 0 | 0 | 0 | 0 | 0 | 0 | 0 | 0 | 0 | 0 | 0 | 0 | 0 | 0 | 0 | 0 | 0 | 0 | 0 | 0 | 0 | 0 | 0 | 0 | 0 | 0 | 0 | 0 | 0
|  |  | COLECTOR LLUVIAS BOT 5_ | 0 | 0 | 0 | 0 | 0 | 0 | 0 | 0 | 0 | 0 | 0 | 0 | 0 | 0 | 0 | 0 | 0 | 0 | 0 | 0 | 0 | 0 | 0 | 0 | 0 | 0 | 0 | 0 | 0 | 0 | 0 | 0 | 0 | 0 | 0 | 0 | 0 | 0 | 0 | 0 | 0 | 0 | 0 | 0 | 0 | 0 | 0 | 0 | 0 | 0 | 0 | 0 | 0 | 0 | 0 | 0 | 0 | 0 | 0 | 0 | 0 | 0 | 0 | 0 | 0 | 0 | 0 | 0 | 0 | 0 | 0 | 0 | 0 | 0 | 0 | 0 | 0 | 0 | 0 | 0 | 0 | 0 | 0 | 0 | 0 | 0 | 0 | 0 | 0 | 0 | 0 | 0 | 0 | 0 | 0 | 0 | 0 | 0 | 0 | 0 | 0 | 0 | 0 | 0 | 0 | 0 | 0 | 0 | 0 | 0 | 0 | 0 | 0 | 0 | 0 | 0 | 0 | 0 | 0 | 0 | 0 | 0 | 0 | 0 | 0 | 0 | 0 | 0 | 0 | 0 | 0 | 0 | 0 | 0 | 0 | 0 | 0 | 0 | 0 | 0 | 0 | 0 | 0 | 0 | 0 | 0 | 0 | 0 | 0 | 0 | 0 | 0 | 0 | 0 | 0 | 0 | 0 | 0 | 0 | 0 | 0 | 0 | 0 | 0 | 0 | 0 | 0 | 0 | 0 | 0 | 0 | 0 | 0 | 0 | 0 | 0 | 0 | 0 | 0 | 0 | 0 | 0 | 0 | 0 | 0 | 0 | 0 | 0 | 0 | 0 | 0 | 0 | 0 | 0 | 0 | 0 | 0 | 0 | 0 | 0 | 0 | 0 | 0 | 0 | 0 | 0 | 0 | 0 | 0 | 0 | 0 | 0 | 0 | 0 | 0 | 0 | 0 | 0 | 0 | 0 | 0 | 0 | 0 | 0 | 0 | 0 | 0 | 0 | 0 | 0 | 0 | 0 | 0 | 0 | 0 | 0 | 0 | 0 | 0 | 0 | 0 | 0 | 0 | 0 | 0 | 0 | 0 | 0 | 0 | 0 | 0 | 0 | 0 | 0 | 0 | 0 | 0 | 0 | 0 | 0 | 0 | 0 | 0 | 0 | 0 | 0 | 0 | 0 | 0 | 0
|  |  | SEC COL LLUVIAS BOT5_ | 0 | 0 | 0 | 0 | 0 | 0 | 0 | 0 | 0 | 0 | 0 | 0 | 0 | 0 | 0 | 0 | 0 | 0 | 0 | 0 | 0 | 0 | 0 | 0 | 0 | 0 | 0 | 0 | 0 | 0 | 0 | 0 | 0 | 0 | 0 | 0 | 0 | 0 | 0 | 0 | 0 | 0 | 0 | 0 | 0 | 0 | 0 | 0 | 0 | 0 | 0 | 0 | 0 | 0 | 0 | 0 | 0 | 0 | 0 | 0 | 0 | 0 | 0 | 0 | 0 | 0 | 0 | 0 | 0 | 0 | 0 | 0 | 0 | 0 | 0 | 0 | 0 | 0 | 0 | 0 | 0 | 0 | 0 | 0 | 0 | 0 | 0 | 0 | 0 | 0 | 0 | 0 | 0 | 0 | 0 | 0 | 0 | 0 | 0 | 0 | 0 | 0 | 0 | 0 | 0 | 0 | 0 | 0 | 0 | 0 | 0 | 0 | 0 | 0 | 0 | 0 | 0 | 0 | 0 | 0 | 0 | 0 | 0 | 0 | 0 | 0 | 0 | 0 | 0 | 0 | 0 | 0 | 0 | 0 | 0 | 0 | 0 | 0 | 0 | 0 | 0 | 0 | 0 | 0 | 0 | 0 | 0 | 0 | 0 | 0 | 0 | 0 | 0 | 0 | 0 | 0 | 0 | 0 | 0 | 0 | 0 | 0 | 0 | 0 | 0 | 0 | 0 | 0 | 0 | 0 | 0 | 0 | 0 | 0 | 0 | 0 | 0 | 0 | 0 | 0 | 0 | 0 | 0 | 0 | 0 | 0 | 0 | 0 | 0 | 0 | 0 | 0 | 0 | 0 | 0 | 0 | 0 | 0 | 0 | 0 | 0 | 0 | 0 | 0 | 0 | 0 | 0 | 0 | 0 | 0 | 0 | 0 | 0 | 0 | 0 | 0 | 0 | 0 | 0 | 0 | 0 | 0 | 0 | 0 | 0 | 0 | 0 | 0 | 0 | 0 | 0 | 0 | 0 | 0 | 0 | 0 | 0 | 0 | 0 | 0 | 0 | 0 | 0 | 0 | 0 | 0 | 0 | 0 | 0 | 0 | 0 | 0 | 0 | 0 | 0 | 0 | 0 | 0 | 0 | 0 | 0 | 0 | 0 | 0 | 0 | 0 | 0 | 0 | 0 | 0
|  |  | COLECTOR LLUVIAS BOT-AL_ | 0 | 0 | 0 | 0 | 0 | 0 | 0 | 0 | 0 | 0 | 0 | 0 | 0 | 0 | 0 | 0 | 0 | 0 | 0 | 0 | 0 | 0 | 0 | 0 | 0 | 0 | 0 | 0 | 0 | 0 | 0 | 0 | 0 | 0 | 0 | 0 | 0 | 0 | 0 | 0 | 0 | 0 | 0 | 0 | 0 | 0 | 0 | 0 | 0 | 0 | 0 | 0 | 0 | 0 | 0 | 0 | 0 | 0 | 0 | 0 | 0 | 0 | 0 | 0 | 0 | 0 | 0 | 0 | 0 | 0 | 0 | 0 | 0 | 0 | 0 | 0 | 0 | 0 | 0 | 0 | 0 | 0 | 0 | 0 | 0 | 0 | 0 | 0 | 0 | 0 | 0 | 0 | 0 | 0 | 0 | 0 | 0 | 0 | 0 | 0 | 0 | 0 | 0 | 0 | 0 | 0 | 0 | 0 | 0 | 0 | 0 | 0 | 0 | 0 | 0 | 0 | 0 | 0 | 0 | 0 | 0 | 0 | 0 | 0 | 0 | 0 | 0 | 0 | 0 | 0 | 0 | 0 | 0 | 0 | 0 | 0 | 0 | 0 | 0 | 0 | 0 | 0 | 0 | 0 | 0 | 0 | 0 | 0 | 0 | 0 | 0 | 0 | 0 | 0 | 0 | 0 | 0 | 0 | 0 | 0 | 0 | 0 | 0 | 0 | 0 | 0 | 0 | 0 | 0 | 0 | 0 | 0 | 0 | 0 | 0 | 0 | 0 | 0 | 0 | 0 | 0 | 0 | 0 | 0 | 0 | 0 | 0 | 0 | 0 | 0 | 0 | 0 | 0 | 0 | 0 | 0 | 0 | 0 | 0 | 0 | 0 | 0 | 0 | 0 | 0 | 0 | 0 | 0 | 0 | 0 | 0 | 0 | 0 | 0 | 0 | 0 | 0 | 0 | 0 | 0 | 0 | 0 | 0 | 0 | 0 | 0 | 0 | 0 | 0 | 0 | 0 | 0 | 0 | 0 | 0 | 0 | 0 | 0 | 0 | 0 | 0 | 0 | 0 | 0 | 0 | 0 | 0 | 0 | 0 | 0 | 0 | 0 | 0 | 0 | 0 | 0 | 0 | 0 | 0 | 0 | 0 | 0 | 0 | 0 | 0 | 0 | 0 | 0 | 0 | 0
|  |  | COLECTOR A CAM 2332_ | 0 | 0 | 0 | 0 | 0 | 0 | 0 | 0 | 0 | 0 | 0 | 0 | 0 | 0 | 0 | 0 | 0 | 0 | 0 | 0 | 0 | 0 | 0 | 0 | 0 | 0 | 0 | 0 | 0 | 0 | 0 | 0 | 0 | 0 | 0 | 0 | 0 | 0 | 0 | 0 | 0 | 0 | 0 | 0 | 0 | 0 | 0 | 0 | 0 | 0 | 0 | 0 | 0 | 0 | 0 | 0 | 0 | 0 | 0 | 0 | 0 | 0 | 0 | 0 | 0 | 0 | 0 | 0 | 0 | 0 | 0 | 0 | 0 | 0 | 0 | 0 | 0 | 0 | 0 | 0 | 0 | 0 | 0 | 0 | 0 | 0 | 0 | 0 | 0 | 0 | 0 | 0 | 0 | 0 | 0 | 0 | 0 | 0 | 0 | 0 | 0 | 0 | 0 | 0 | 0 | 0 | 0 | 0 | 0 | 0 | 0 | 0 | 0 | 0 | 0 | 0 | 0 | 0 | 0 | 0 | 0 | 0 | 0 | 0 | 0 | 0 | 0 | 0 | 0 | 0 | 0 | 0 | 0 | 0 | 0 | 0 | 0 | 0 | 0 | 0 | 0 | 0 | 0 | 0 | 0 | 0 | 0 | 0 | 0 | 0 | 0 | 0 | 0 | 0 | 0 | 0 | 0 | 0 | 0 | 0 | 0 | 0 | 0 | 0 | 0 | 0 | 0 | 0 | 0 | 0 | 0 | 0 | 0 | 0 | 0 | 0 | 0 | 0 | 0 | 0 | 0 | 0 | 0 | 0 | 0 | 0 | 0 | 0 | 0 | 0 | 0 | 0 | 0 | 0 | 0 | 0 | 0 | 0 | 0 | 0 | 0 | 0 | 0 | 0 | 0 | 0 | 0 | 0 | 0 | 0 | 0 | 0 | 0 | 0 | 0 | 0 | 0 | 0 | 0 | 0 | 0 | 0 | 0 | 0 | 0 | 0 | 0 | 0 | 0 | 0 | 0 | 0 | 0 | 0 | 0 | 0 | 0 | 0 | 0 | 0 | 0 | 0 | 0 | 0 | 0 | 0 | 0 | 0 | 0 | 0 | 0 | 0 | 0 | 0 | 0 | 0 | 0 | 0 | 0 | 0 | 0 | 0 | 0 | 0 | 0 | 0 | 0 | 0 | 0 | 0
|  |  | SEC COL A CAM 2332_ | 0 | 0 | 0 | 0 | 0 | 0 | 0 | 0 | 0 | 0 | 0 | 0 | 0 | 0 | 0 | 0 | 0 | 0 | 0 | 0 | 0 | 0 | 0 | 0 | 0 | 0 | 0 | 0 | 0 | 0 | 0 | 0 | 0 | 0 | 0 | 0 | 0 | 0 | 0 | 0 | 0 | 0 | 0 | 0 | 0 | 0 | 0 | 0 | 0 | 0 | 0 | 0 | 0 | 0 | 0 | 0 | 0 | 0 | 0 | 0 | 0 | 0 | 0 | 0 | 0 | 0 | 0 | 0 | 0 | 0 | 0 | 0 | 0 | 0 | 0 | 0 | 0 | 0 | 0 | 0 | 0 | 0 | 0 | 0 | 0 | 0 | 0 | 0 | 0 | 0 | 0 | 0 | 0 | 0 | 0 | 0 | 0 | 0 | 0 | 0 | 0 | 0 | 0 | 0 | 0 | 0 | 0 | 0 | 0 | 0 | 0 | 0 | 0 | 0 | 0 | 0 | 0 | 0 | 0 | 0 | 0 | 0 | 0 | 0 | 0 | 0 | 0 | 0 | 0 | 0 | 0 | 0 | 0 | 0 | 0 | 0 | 0 | 0 | 0 | 0 | 0 | 0 | 0 | 0 | 0 | 0 | 0 | 0 | 0 | 0 | 0 | 0 | 0 | 0 | 0 | 0 | 0 | 0 | 0 | 0 | 0 | 0 | 0 | 0 | 0 | 0 | 0 | 0 | 0 | 0 | 0 | 0 | 0 | 0 | 0 | 0 | 0 | 0 | 0 | 0 | 0 | 0 | 0 | 0 | 0 | 0 | 0 | 0 | 0 | 0 | 0 | 0 | 0 | 0 | 0 | 0 | 0 | 0 | 0 | 0 | 0 | 0 | 0 | 0 | 0 | 0 | 0 | 0 | 0 | 0 | 0 | 0 | 0 | 0 | 0 | 0 | 0 | 0 | 0 | 0 | 0 | 0 | 0 | 0 | 0 | 0 | 0 | 0 | 0 | 0 | 0 | 0 | 0 | 0 | 0 | 0 | 0 | 0 | 0 | 0 | 0 | 0 | 0 | 0 | 0 | 0 | 0 | 0 | 0 | 0 | 0 | 0 | 0 | 0 | 0 | 0 | 0 | 0 | 0 | 0 | 0 | 0 | 0 | 0 | 0 | 0 | 0 | 0 | 0 | 0
|  |  | COLECTOR LLUVIAS BOT 17_ | 0 | 0 | 0 | 0 | 0 | 0 | 0 | 0 | 0 | 0 | 0 | 0 | 0 | 0 | 0 | 0 | 0 | 0 | 0 | 0 | 0 | 0 | 0 | 0 | 0 | 0 | 0 | 0 | 0 | 0 | 0 | 0 | 0 | 0 | 0 | 0 | 0 | 0 | 0 | 0 | 0 | 0 | 0 | 0 | 0 | 0 | 0 | 0 | 0 | 0 | 0 | 0 | 0 | 0 | 0 | 0 | 0 | 0 | 0 | 0 | 0 | 0 | 0 | 0 | 0 | 0 | 0 | 0 | 0 | 0 | 0 | 0 | 0 | 0 | 0 | 0 | 0 | 0 | 0 | 0 | 0 | 0 | 0 | 0 | 0 | 0 | 0 | 0 | 0 | 0 | 0 | 0 | 0 | 0 | 0 | 0 | 0 | 0 | 0 | 0 | 0 | 0 | 0 | 0 | 0 | 0 | 0 | 0 | 0 | 0 | 0 | 0 | 0 | 0 | 0 | 0 | 0 | 0 | 0 | 0 | 0 | 0 | 0 | 0 | 0 | 0 | 0 | 0 | 0 | 0 | 0 | 0 | 0 | 0 | 0 | 0 | 0 | 0 | 0 | 0 | 0 | 0 | 0 | 0 | 0 | 0 | 0 | 0 | 0 | 0 | 0 | 0 | 0 | 0 | 0 | 0 | 0 | 0 | 0 | 0 | 0 | 0 | 0 | 0 | 0 | 0 | 0 | 0 | 0 | 0 | 0 | 0 | 0 | 0 | 0 | 0 | 0 | 0 | 0 | 0 | 0 | 0 | 0 | 0 | 0 | 0 | 0 | 0 | 0 | 0 | 0 | 0 | 0 | 0 | 0 | 0 | 0 | 0 | 0 | 0 | 0 | 0 | 0 | 0 | 0 | 0 | 0 | 0 | 0 | 0 | 0 | 0 | 0 | 0 | 0 | 0 | 0 | 0 | 0 | 0 | 0 | 0 | 0 | 0 | 0 | 0 | 0 | 0 | 0 | 0 | 0 | 0 | 0 | 0 | 0 | 0 | 0 | 0 | 0 | 0 | 0 | 0 | 0 | 0 | 0 | 0 | 0 | 0 | 0 | 0 | 0 | 0 | 0 | 0 | 0 | 0 | 0 | 0 | 0 | 0 | 0 | 0 | 0 | 0 | 0 | 0 | 0 | 0 | 0 | 0
|  |  | SEC COL LLUVIAS BOT 17_ | 0 | 0 | 0 | 0 | 0 | 0 | 0 | 0 | 0 | 0 | 0 | 0 | 0 | 0 | 0 | 0 | 0 | 0 | 0 | 0 | 0 | 0 | 0 | 0 | 0 | 0 | 0 | 0 | 0 | 0 | 0 | 0 | 0 | 0 | 0 | 0 | 0 | 0 | 0 | 0 | 0 | 0 | 0 | 0 | 0 | 0 | 0 | 0 | 0 | 0 | 0 | 0 | 0 | 0 | 0 | 0 | 0 | 0 | 0 | 0 | 0 | 0 | 0 | 0 | 0 | 0 | 0 | 0 | 0 | 0 | 0 | 0 | 0 | 0 | 0 | 0 | 0 | 0 | 0 | 0 | 0 | 0 | 0 | 0 | 0 | 0 | 0 | 0 | 0 | 0 | 0 | 0 | 0 | 0 | 0 | 0 | 0 | 0 | 0 | 0 | 0 | 0 | 0 | 0 | 0 | 0 | 0 | 0 | 0 | 0 | 0 | 0 | 0 | 0 | 0 | 0 | 0 | 0 | 0 | 0 | 0 | 0 | 0 | 0 | 0 | 0 | 0 | 0 | 0 | 0 | 0 | 0 | 0 | 0 | 0 | 0 | 0 | 0 | 0 | 0 | 0 | 0 | 0 | 0 | 0 | 0 | 0 | 0 | 0 | 0 | 0 | 0 | 0 | 0 | 0 | 0 | 0 | 0 | 0 | 0 | 0 | 0 | 0 | 0 | 0 | 0 | 0 | 0 | 0 | 0 | 0 | 0 | 0 | 0 | 0 | 0 | 0 | 0 | 0 | 0 | 0 | 0 | 0 | 0 | 0 | 0 | 0 | 0 | 0 | 0 | 0 | 0 | 0 | 0 | 0 | 0 | 0 | 0 | 0 | 0 | 0 | 0 | 0 | 0 | 0 | 0 | 0 | 0 | 0 | 0 | 0 | 0 | 0 | 0 | 0 | 0 | 0 | 0 | 0 | 0 | 0 | 0 | 0 | 0 | 0 | 0 | 0 | 0 | 0 | 0 | 0 | 0 | 0 | 0 | 0 | 0 | 0 | 0 | 0 | 0 | 0 | 0 | 0 | 0 | 0 | 0 | 0 | 0 | 0 | 0 | 0 | 0 | 0 | 0 | 0 | 0 | 0 | 0 | 0 | 0 | 0 | 0 | 0 | 0 | 0 | 0 | 0 | 0 | 0 | 0
|  |  | COLECTOR LLUVIAS BOT 16_ | 0 | 0 | 0 | 0 | 0 | 0 | 0 | 0 | 0 | 0 | 0 | 0 | 0 | 0 | 0 | 0 | 0 | 0 | 0 | 0 | 0 | 0 | 0 | 0 | 0 | 0 | 0 | 0 | 0 | 0 | 0 | 0 | 0 | 0 | 0 | 0 | 0 | 0 | 0 | 0 | 0 | 0 | 0 | 0 | 0 | 0 | 0 | 0 | 0 | 0 | 0 | 0 | 0 | 0 | 0 | 0 | 0 | 0 | 0 | 0 | 0 | 0 | 0 | 0 | 0 | 0 | 0 | 0 | 0 | 0 | 0 | 0 | 0 | 0 | 0 | 0 | 0 | 0 | 0 | 0 | 0 | 0 | 0 | 0 | 0 | 0 | 0 | 0 | 0 | 0 | 0 | 0 | 0 | 0 | 0 | 0 | 0 | 0 | 0 | 0 | 0 | 0 | 0 | 0 | 0 | 0 | 0 | 0 | 0 | 0 | 0 | 0 | 0 | 0 | 0 | 0 | 0 | 0 | 0 | 0 | 0 | 0 | 0 | 0 | 0 | 0 | 0 | 0 | 0 | 0 | 0 | 0 | 0 | 0 | 0 | 0 | 0 | 0 | 0 | 0 | 0 | 0 | 0 | 0 | 0 | 0 | 0 | 0 | 0 | 0 | 0 | 0 | 0 | 0 | 0 | 0 | 0 | 0 | 0 | 0 | 0 | 0 | 0 | 0 | 0 | 0 | 0 | 0 | 0 | 0 | 0 | 0 | 0 | 0 | 0 | 0 | 0 | 0 | 0 | 0 | 0 | 0 | 0 | 0 | 0 | 0 | 0 | 0 | 0 | 0 | 0 | 0 | 0 | 0 | 0 | 0 | 0 | 0 | 0 | 0 | 0 | 0 | 0 | 0 | 0 | 0 | 0 | 0 | 0 | 0 | 0 | 0 | 0 | 0 | 0 | 0 | 0 | 0 | 0 | 0 | 0 | 0 | 0 | 0 | 0 | 0 | 0 | 0 | 0 | 0 | 0 | 0 | 0 | 0 | 0 | 0 | 0 | 0 | 0 | 0 | 0 | 0 | 0 | 0 | 0 | 0 | 0 | 0 | 0 | 0 | 0 | 0 | 0 | 0 | 0 | 0 | 0 | 0 | 0 | 0 | 0 | 0 | 0 | 0 | 0 | 0 | 0 | 0 | 0 | 0
|  |  | SEC LLUVIAS BOT 16_ | 0 | 0 | 0 | 0 | 0 | 0 | 0 | 0 | 0 | 0 | 0 | 0 | 0 | 0 | 0 | 0 | 0 | 0 | 0 | 0 | 0 | 0 | 0 | 0 | 0 | 0 | 0 | 0 | 0 | 0 | 0 | 0 | 0 | 0 | 0 | 0 | 0 | 0 | 0 | 0 | 0 | 0 | 0 | 0 | 0 | 0 | 0 | 0 | 0 | 0 | 0 | 0 | 0 | 0 | 0 | 0 | 0 | 0 | 0 | 0 | 0 | 0 | 0 | 0 | 0 | 0 | 0 | 0 | 0 | 0 | 0 | 0 | 0 | 0 | 0 | 0 | 0 | 0 | 0 | 0 | 0 | 0 | 0 | 0 | 0 | 0 | 0 | 0 | 0 | 0 | 0 | 0 | 0 | 0 | 0 | 0 | 0 | 0 | 0 | 0 | 0 | 0 | 0 | 0 | 0 | 0 | 0 | 0 | 0 | 0 | 0 | 0 | 0 | 0 | 0 | 0 | 0 | 0 | 0 | 0 | 0 | 0 | 0 | 0 | 0 | 0 | 0 | 0 | 0 | 0 | 0 | 0 | 0 | 0 | 0 | 0 | 0 | 0 | 0 | 0 | 0 | 0 | 0 | 0 | 0 | 0 | 0 | 0 | 0 | 0 | 0 | 0 | 0 | 0 | 0 | 0 | 0 | 0 | 0 | 0 | 0 | 0 | 0 | 0 | 0 | 0 | 0 | 0 | 0 | 0 | 0 | 0 | 0 | 0 | 0 | 0 | 0 | 0 | 0 | 0 | 0 | 0 | 0 | 0 | 0 | 0 | 0 | 0 | 0 | 0 | 0 | 0 | 0 | 0 | 0 | 0 | 0 | 0 | 0 | 0 | 0 | 0 | 0 | 0 | 0 | 0 | 0 | 0 | 0 | 0 | 0 | 0 | 0 | 0 | 0 | 0 | 0 | 0 | 0 | 0 | 0 | 0 | 0 | 0 | 0 | 0 | 0 | 0 | 0 | 0 | 0 | 0 | 0 | 0 | 0 | 0 | 0 | 0 | 0 | 0 | 0 | 0 | 0 | 0 | 0 | 0 | 0 | 0 | 0 | 0 | 0 | 0 | 0 | 0 | 0 | 0 | 0 | 0 | 0 | 0 | 0 | 0 | 0 | 0 | 0 | 0 | 0 | 0 | 0 | 0
|  |  | COLECTOR PTAR 4_ | 0 | 0 | 0 | 0 | 0 | 0 | 0 | 0 | 0 | 0 | 0 | 0 | 0 | 0 | 0 | 0 | 0 | 0 | 0 | 0 | 0 | 0 | 0 | 0 | 0 | 0 | 0 | 0 | 0 | 0 | 0 | 0 | 0 | 0 | 0 | 0 | 0 | 0 | 0 | 0 | 0 | 0 | 0 | 0 | 0 | 0 | 0 | 0 | 0 | 0 | 0 | 0 | 0 | 0 | 0 | 0 | 0 | 0 | 0 | 0 | 0 | 0 | 0 | 0 | 0 | 0 | 0 | 0 | 0 | 0 | 0 | 0 | 0 | 0 | 0 | 0 | 0 | 0 | 0 | 0 | 0 | 0 | 0 | 0 | 0 | 0 | 0 | 0 | 0 | 0 | 0 | 0 | 0 | 0 | 0 | 0 | 0 | 0 | 0 | 0 | 0 | 0 | 0 | 0 | 0 | 0 | 0 | 0 | 0 | 0 | 0 | 0 | 0 | 0 | 0 | 0 | 0 | 0 | 0 | 0 | 0 | 0 | 0 | 0 | 0 | 0 | 0 | 0 | 0 | 0 | 0 | 0 | 0 | 0 | 0 | 0 | 0 | 0 | 0 | 0 | 0 | 0 | 0 | 0 | 0 | 0 | 0 | 0 | 0 | 0 | 0 | 0 | 0 | 0 | 0 | 0 | 0 | 0 | 0 | 0 | 0 | 0 | 0 | 0 | 0 | 0 | 0 | 0 | 0 | 0 | 0 | 0 | 0 | 0 | 0 | 0 | 0 | 0 | 0 | 0 | 0 | 0 | 0 | 0 | 0 | 0 | 0 | 0 | 0 | 0 | 0 | 0 | 0 | 0 | 0 | 0 | 0 | 0 | 0 | 0 | 0 | 0 | 0 | 0 | 0 | 0 | 0 | 0 | 0 | 0 | 0 | 0 | 0 | 0 | 0 | 0 | 0 | 0 | 0 | 0 | 0 | 0 | 0 | 0 | 0 | 0 | 0 | 0 | 0 | 0 | 0 | 0 | 0 | 0 | 0 | 0 | 0 | 0 | 0 | 0 | 0 | 0 | 0 | 0 | 0 | 0 | 0 | 0 | 0 | 0 | 0 | 0 | 0 | 0 | 0 | 0 | 0 | 0 | 0 | 0 | 0 | 0 | 0 | 0 | 0 | 0 | 0 | 0 | 0 | 0
|  |  | SEC COLECTOR PTAR 4_ | 0 | 0 | 0 | 0 | 0 | 0 | 0 | 0 | 0 | 0 | 0 | 0 | 0 | 0 | 0 | 0 | 0 | 0 | 0 | 0 | 0 | 0 | 0 | 0 | 0 | 0 | 0 | 0 | 0 | 0 | 0 | 0 | 0 | 0 | 0 | 0 | 0 | 0 | 0 | 0 | 0 | 0 | 0 | 0 | 0 | 0 | 0 | 0 | 0 | 0 | 0 | 0 | 0 | 0 | 0 | 0 | 0 | 0 | 0 | 0 | 0 | 0 | 0 | 0 | 0 | 0 | 0 | 0 | 0 | 0 | 0 | 0 | 0 | 0 | 0 | 0 | 0 | 0 | 0 | 0 | 0 | 0 | 0 | 0 | 0 | 0 | 0 | 0 | 0 | 0 | 0 | 0 | 0 | 0 | 0 | 0 | 0 | 0 | 0 | 0 | 0 | 0 | 0 | 0 | 0 | 0 | 0 | 0 | 0 | 0 | 0 | 0 | 0 | 0 | 0 | 0 | 0 | 0 | 0 | 0 | 0 | 0 | 0 | 0 | 0 | 0 | 0 | 0 | 0 | 0 | 0 | 0 | 0 | 0 | 0 | 0 | 0 | 0 | 0 | 0 | 0 | 0 | 0 | 0 | 0 | 0 | 0 | 0 | 0 | 0 | 0 | 0 | 0 | 0 | 0 | 0 | 0 | 0 | 0 | 0 | 0 | 0 | 0 | 0 | 0 | 0 | 0 | 0 | 0 | 0 | 0 | 0 | 0 | 0 | 0 | 0 | 0 | 0 | 0 | 0 | 0 | 0 | 0 | 0 | 0 | 0 | 0 | 0 | 0 | 0 | 0 | 0 | 0 | 0 | 0 | 0 | 0 | 0 | 0 | 0 | 0 | 0 | 0 | 0 | 0 | 0 | 0 | 0 | 0 | 0 | 0 | 0 | 0 | 0 | 0 | 0 | 0 | 0 | 0 | 0 | 0 | 0 | 0 | 0 | 0 | 0 | 0 | 0 | 0 | 0 | 0 | 0 | 0 | 0 | 0 | 0 | 0 | 0 | 0 | 0 | 0 | 0 | 0 | 0 | 0 | 0 | 0 | 0 | 0 | 0 | 0 | 0 | 0 | 0 | 0 | 0 | 0 | 0 | 0 | 0 | 0 | 0 | 0 | 0 | 0 | 0 | 0 | 0 | 0 | 0
|  |  | COLECTOR A CAM 6014_ | 0 | 0 | 0 | 0 | 0 | 0 | 0 | 0 | 0 | 0 | 0 | 0 | 0 | 0 | 0 | 0 | 0 | 0 | 0 | 0 | 0 | 0 | 0 | 0 | 0 | 0 | 0 | 0 | 0 | 0 | 0 | 0 | 0 | 0 | 0 | 0 | 0 | 0 | 0 | 0 | 0 | 0 | 0 | 0 | 0 | 0 | 0 | 0 | 0 | 0 | 0 | 0 | 0 | 0 | 0 | 0 | 0 | 0 | 0 | 0 | 0 | 0 | 0 | 0 | 0 | 0 | 0 | 0 | 0 | 0 | 0 | 0 | 0 | 0 | 0 | 0 | 0 | 0 | 0 | 0 | 0 | 0 | 0 | 0 | 0 | 0 | 0 | 0 | 0 | 0 | 0 | 0 | 0 | 0 | 0 | 0 | 0 | 0 | 0 | 0 | 0 | 0 | 0 | 0 | 0 | 0 | 0 | 0 | 0 | 0 | 0 | 0 | 0 | 0 | 0 | 0 | 0 | 0 | 0 | 0 | 0 | 0 | 0 | 0 | 0 | 0 | 0 | 0 | 0 | 0 | 0 | 0 | 0 | 0 | 0 | 0 | 0 | 0 | 0 | 0 | 0 | 0 | 0 | 0 | 0 | 0 | 0 | 0 | 0 | 0 | 0 | 0 | 0 | 0 | 0 | 0 | 0 | 0 | 0 | 0 | 0 | 0 | 0 | 0 | 0 | 0 | 0 | 0 | 0 | 0 | 0 | 0 | 0 | 0 | 0 | 0 | 0 | 0 | 0 | 0 | 0 | 0 | 0 | 0 | 0 | 0 | 0 | 0 | 0 | 0 | 0 | 0 | 0 | 0 | 0 | 0 | 0 | 0 | 0 | 0 | 0 | 0 | 0 | 0 | 0 | 0 | 0 | 0 | 0 | 0 | 0 | 0 | 0 | 0 | 0 | 0 | 0 | 0 | 0 | 0 | 0 | 0 | 0 | 0 | 0 | 0 | 0 | 0 | 0 | 0 | 0 | 0 | 0 | 0 | 0 | 0 | 0 | 0 | 0 | 0 | 0 | 0 | 0 | 0 | 0 | 0 | 0 | 0 | 0 | 0 | 0 | 0 | 0 | 0 | 0 | 0 | 0 | 0 | 0 | 0 | 0 | 0 | 0 | 0 | 0 | 0 | 0 | 0 | 0 | 0
|  |  | SEC COLECTOR A CAM 6014_ | 0 | 0 | 0 | 0 | 0 | 0 | 0 | 0 | 0 | 0 | 0 | 0 | 0 | 0 | 0 | 0 | 0 | 0 | 0 | 0 | 0 | 0 | 0 | 0 | 0 | 0 | 0 | 0 | 0 | 0 | 0 | 0 | 0 | 0 | 0 | 0 | 0 | 0 | 0 | 0 | 0 | 0 | 0 | 0 | 0 | 0 | 0 | 0 | 0 | 0 | 0 | 0 | 0 | 0 | 0 | 0 | 0 | 0 | 0 | 0 | 0 | 0 | 0 | 0 | 0 | 0 | 0 | 0 | 0 | 0 | 0 | 0 | 0 | 0 | 0 | 0 | 0 | 0 | 0 | 0 | 0 | 0 | 0 | 0 | 0 | 0 | 0 | 0 | 0 | 0 | 0 | 0 | 0 | 0 | 0 | 0 | 0 | 0 | 0 | 0 | 0 | 0 | 0 | 0 | 0 | 0 | 0 | 0 | 0 | 0 | 0 | 0 | 0 | 0 | 0 | 0 | 0 | 0 | 0 | 0 | 0 | 0 | 0 | 0 | 0 | 0 | 0 | 0 | 0 | 0 | 0 | 0 | 0 | 0 | 0 | 0 | 0 | 0 | 0 | 0 | 0 | 0 | 0 | 0 | 0 | 0 | 0 | 0 | 0 | 0 | 0 | 0 | 0 | 0 | 0 | 0 | 0 | 0 | 0 | 0 | 0 | 0 | 0 | 0 | 0 | 0 | 0 | 0 | 0 | 0 | 0 | 0 | 0 | 0 | 0 | 0 | 0 | 0 | 0 | 0 | 0 | 0 | 0 | 0 | 0 | 0 | 0 | 0 | 0 | 0 | 0 | 0 | 0 | 0 | 0 | 0 | 0 | 0 | 0 | 0 | 0 | 0 | 0 | 0 | 0 | 0 | 0 | 0 | 0 | 0 | 0 | 0 | 0 | 0 | 0 | 0 | 0 | 0 | 0 | 0 | 0 | 0 | 0 | 0 | 0 | 0 | 0 | 0 | 0 | 0 | 0 | 0 | 0 | 0 | 0 | 0 | 0 | 0 | 0 | 0 | 0 | 0 | 0 | 0 | 0 | 0 | 0 | 0 | 0 | 0 | 0 | 0 | 0 | 0 | 0 | 0 | 0 | 0 | 0 | 0 | 0 | 0 | 0 | 0 | 0 | 0 | 0 | 0 | 0 | 0
|  |  | COLECTOR B. SALAZAR | 0 | 0 | 0 | 0 | 0 | 0 | 0 | 0 | 0 | 0 | 0 | 0 | 0 | 0 | 0 | 0 | 0 | 0 | 0 | 0 | 0 | 0 | 0 | 0 | 0 | 0 | 0 | 0 | 0 | 0 | 0 | 0 | 0 | 0 | 0 | 0 | 0 | 0 | 0 | 0 | 0 | 0 | 0 | 0 | 0 | 0 | 0 | 0 | 0 | 0 | 0 | 0 | 0 | 0 | 0 | 0 | 0 | 0 | 0 | 0 | 0 | 0 | 0 | 0 | 0 | 0 | 0 | 0 | 0 | 0 | 0 | 0 | 0 | 0 | 0 | 0 | 0 | 0 | 0 | 0 | 0 | 0 | 0 | 0 | 0 | 0 | 0 | 0 | 0 | 0 | 0 | 0 | 0 | 0 | 0 | 0 | 0 | 0 | 0 | 0 | 0 | 0 | 0 | 0 | 0 | 0 | 0 | 0 | 0 | 0 | 0 | 0 | 0 | 0 | 0 | 0 | 0 | 0 | 0 | 0 | 0 | 0 | 0 | 0 | 0 | 0 | 0 | 0 | 0 | 0 | 0 | 0 | 0 | 0 | 0 | 0 | 0 | 0 | 0 | 0 | 0 | 0 | 0 | 0 | 0 | 0 | 0 | 0 | 0 | 0 | 0 | 0 | 0 | 0 | 0 | 0 | 0 | 0 | 0 | 0 | 0 | 0 | 0 | 0 | 0 | 0 | 0 | 0 | 0 | 0 | 0 | 0 | 0 | 0 | 0 | 0 | 0 | 0 | 0 | 0 | 0 | 0 | 0 | 0 | 0 | 0 | 0 | 0 | 0 | 0 | 0 | 0 | 0 | 0 | 0 | 0 | 0 | 0 | 0 | 0 | 0 | 0 | 0 | 0 | 0 | 0 | 0 | 0 | 0 | 0 | 0 | 0 | 0 | 0 | 0 | 0 | 0 | 0 | 0 | 0 | 0 | 0 | 0 | 0 | 0 | 0 | 0 | 0 | 0 | 0 | 0 | 0 | 0 | 0 | 0 | 0 | 0 | 0 | 0 | 0 | 0 | 0 | 0 | 0 | 0 | 0 | 0 | 0 | 0 | 0 | 0 | 0 | 0 | 0 | 0 | 0 | 0 | 0 | 0 | 0 | 0 | 0 | 0 | 0 | 0 | 0 | 0 | 0 | 0 | 0
|  |  | SECUNDARIA B. SALAZAR | 0 | 0 | 0 | 0 | 0 | 0 | 0 | 0 | 0 | 0 | 0 | 0 | 0 | 0 | 0 | 0 | 0 | 0 | 0 | 0 | 0 | 0 | 0 | 0 | 0 | 0 | 0 | 0 | 0 | 0 | 0 | 0 | 0 | 0 | 0 | 0 | 0 | 0 | 0 | 0 | 0 | 0 | 0 | 0 | 0 | 0 | 0 | 0 | 0 | 0 | 0 | 0 | 0 | 0 | 0 | 0 | 0 | 0 | 0 | 0 | 0 | 0 | 0 | 0 | 0 | 0 | 0 | 0 | 0 | 0 | 0 | 0 | 0 | 0 | 0 | 0 | 0 | 0 | 0 | 0 | 0 | 0 | 0 | 0 | 0 | 0 | 0 | 0 | 0 | 0 | 0 | 0 | 0 | 0 | 0 | 0 | 0 | 0 | 0 | 0 | 0 | 0 | 0 | 0 | 0 | 0 | 0 | 0 | 0 | 0 | 0 | 0 | 0 | 0 | 0 | 0 | 0 | 0 | 0 | 0 | 0 | 0 | 0 | 0 | 0 | 0 | 0 | 0 | 0 | 0 | 0 | 0 | 0 | 0 | 0 | 0 | 0 | 0 | 0 | 0 | 0 | 0 | 0 | 0 | 0 | 0 | 0 | 0 | 0 | 0 | 0 | 0 | 0 | 0 | 0 | 0 | 0 | 0 | 0 | 0 | 0 | 0 | 0 | 0 | 0 | 0 | 0 | 0 | 0 | 0 | 0 | 0 | 0 | 0 | 0 | 0 | 0 | 0 | 0 | 0 | 0 | 0 | 0 | 0 | 0 | 0 | 0 | 0 | 0 | 0 | 0 | 0 | 0 | 0 | 0 | 0 | 0 | 0 | 0 | 0 | 0 | 0 | 0 | 0 | 0 | 0 | 0 | 0 | 0 | 0 | 0 | 0 | 0 | 0 | 0 | 0 | 0 | 0 | 0 | 0 | 0 | 0 | 0 | 0 | 0 | 0 | 0 | 0 | 0 | 0 | 0 | 0 | 0 | 0 | 0 | 0 | 0 | 0 | 0 | 0 | 0 | 0 | 0 | 0 | 0 | 0 | 0 | 0 | 0 | 0 | 0 | 0 | 0 | 0 | 0 | 0 | 0 | 0 | 0 | 0 | 0 | 0 | 0 | 0 | 0 | 0 | 0 | 0 | 0 | 0
|  |  | Total | 0 | 0 | 0 | 0 | 0 | 0 | 0 | 0 | 0 | 0 | 0 | 0 | 0 | 0 | 0 | 0 | 0 | 0 | 0 | 0 | 0 | 0 | 0 | 0 | 0 | 0 | 0 | 0 | 0 | 0 | 0 | 0 | 0 | 0 | 0 | 0 | 0 | 0 | 0 | 0 | 0 | 0 | 0 | 0 | 0 | 0 | 0 | 0 | 0 | 0 | 0 | 0 | 0 | 0 | 0 | 0 | 0 | 0 | 0 | 0 | 0 | 0 | 0 | 0 | 0 | 0 | 0 | 0 | 0 | 0 | 0 | 0 | 0 | 0 | 0 | 0 | 0 | 0 | 0 | 0 | 0 | 0 | 0 | 0 | 0 | 0 | 0 | 0 | 0 | 0 | 0 | 0 | 0 | 0 | 0 | 0 | 0 | 0 | 0 | 0 | 0 | 0 | 0 | 0 | 0 | 0 | 0 | 0 | 0 | 0 | 0 | 0 | 0 | 0 | 0 | 0 | 0 | 0 | 0 | 0 | 0 | 0 | 0 | 0 | 0 | 0 | 0 | 0 | 0 | 0 | 0 | 0 | 0 | 0 | 0 | 0 | 0 | 0 | 0 | 0 | 0 | 0 | 0 | 0 | 0 | 0 | 0 | 0 | 0 | 0 | 0 | 0 | 0 | 0 | 0 | 0 | 0 | 0 | 0 | 0 | 0 | 0 | 0 | 0 | 0 | 0 | 0 | 0 | 0 | 0 | 0 | 0 | 0 | 0 | 0 | 0 | 0 | 0 | 0 | 0 | 0 | 0 | 0 | 0 | 0 | 0 | 0 | 0 | 0 | 0 | 0 | 0 | 0 | 0 | 0 | 0 | 0 | 0 | 0 | 0 | 0 | 0 | 0 | 0 | 0 | 0 | 0 | 0 | 0 | 0 | 0 | 0 | 0 | 0 | 0 | 0 | 0 | 0 | 0 | 0 | 0 | 0 | 0 | 0 | 0 | 0 | 0 | 0 | 0 | 0 | 0 | 0 | 0 | 0 | 0 | 0 | 0 | 0 | 0 | 0 | 0 | 0 | 0 | 0 | 0 | 0 | 0 | 0 | 0 | 0 | 0 | 0 | 0 | 0 | 0 | 0 | 0 | 0 | 0 | 0 | 0 | 0 | 0 | 0 | 0 | 0 | 0 | 0 | 0 | 0
|  |  | PLANO 1 | 0 | 0 | 0 | 0 | 0 | 0 | 0 | 0 | 0 | 0 | 0 | 0 | 0 | 0 | 0 | 0 | 0 | 0 | 0 | 0 | 0 | 0 | 0 | 0 | 0 | 0 | 0 | 0 | 0 | 0 | 0 | 0 | 0 | 0 | 0 | 0 | 0 | 0 | 0 | 0 | 0 | 0 | 0 | 0 | 0 | 0 | 0 | 0 | 0 | 0 | 0 | 0 | 0 | 0 | 0 | 0 | 0 | 0 | 0 | 0 | 0 | 0 | 0 | 0 | 0 | 0 | 0 | 0 | 0 | 0 | 0 | 0 | 0 | 0 | 0 | 0 | 0 | 0 | 0 | 0 | 0 | 0 | 0 | 0 | 0 | 0 | 0 | 0 | 0 | 0 | 0 | 0 | 0 | 0 | 0 | 0 | 0 | 0 | 0 | 0 | 0 | 0 | 0 | 0 | 0 | 0 | 0 | 0 | 0 | 0 | 0 | 0 | 0 | 0 | 0 | 0 | 0 | 0 | 0 | 0 | 0 | 0 | 0 | 0 | 0 | 0 | 0 | 0 | 0 | 0 | 0 | 0 | 0 | 0 | 0 | 0 | 0 | 0 | 0 | 0 | 0 | 0 | 0 | 0 | 0 | 0 | 0 | 0 | 0 | 0 | 0 | 0 | 0 | 0 | 0 | 0 | 0 | 0 | 0 | 0 | 0 | 0 | 0 | 0 | 0 | 0 | 0 | 0 | 0 | 0 | 0 | 0 | 0 | 0 | 0 | 0 | 0 | 0 | 0 | 0 | 0 | 0 | 0 | 0 | 0 | 0 | 0 | 0 | 0 | 0 | 0 | 0 | 0 | 0 | 0 | 0 | 0 | 0 | 0 | 0 | 0 | 0 | 0 | 0 | 0 | 0 | 0 | 0 | 0 | 0 | 0 | 0 | 0 | 0 | 0 | 0 | 0 | 0 | 0 | 0 | 0 | 0 | 0 | 0 | 0 | 0 | 0 | 0 | 0 | 0 | 0 | 0 | 0 | 0 | 0 | 0 | 0 | 0 | 0 | 0 | 0 | 0 | 0 | 0 | 0 | 0 | 0 | 0 | 0 | 0 | 0 | 0 | 0 | 0 | 0 | 0 | 0 | 0 | 0 | 0 | 0 | 0 | 0 | 0 | 0 | 0 | 0 | 0 | 0 | 0
|  |  | PLANO 2 | 0 | 0 | 0 | 0 | 0 | 0 | 0 | 0 | 0 | 0 | 0 | 0 | 0 | 0 | 0 | 0 | 0 | 0 | 0 | 0 | 0 | 0 | 0 | 0 | 0 | 0 | 0 | 0 | 0 | 0 | 0 | 0 | 0 | 0 | 0 | 0 | 0 | 0 | 0 | 0 | 0 | 0 | 0 | 0 | 0 | 0 | 0 | 0 | 0 | 0 | 0 | 0 | 0 | 0 | 0 | 0 | 0 | 0 | 0 | 0 | 0 | 0 | 0 | 0 | 0 | 0 | 0 | 0 | 0 | 0 | 0 | 0 | 0 | 0 | 0 | 0 | 0 | 0 | 0 | 0 | 0 | 0 | 0 | 0 | 0 | 0 | 0 | 0 | 0 | 0 | 0 | 0 | 0 | 0 | 0 | 0 | 0 | 0 | 0 | 0 | 0 | 0 | 0 | 0 | 0 | 0 | 0 | 0 | 0 | 0 | 0 | 0 | 0 | 0 | 0 | 0 | 0 | 0 | 0 | 0 | 0 | 0 | 0 | 0 | 0 | 0 | 0 | 0 | 0 | 0 | 0 | 0 | 0 | 0 | 0 | 0 | 0 | 0 | 0 | 0 | 0 | 0 | 0 | 0 | 0 | 0 | 0 | 0 | 0 | 0 | 0 | 0 | 0 | 0 | 0 | 0 | 0 | 0 | 0 | 0 | 0 | 0 | 0 | 0 | 0 | 0 | 0 | 0 | 0 | 0 | 0 | 0 | 0 | 0 | 0 | 0 | 0 | 0 | 0 | 0 | 0 | 0 | 0 | 0 | 0 | 0 | 0 | 0 | 0 | 0 | 0 | 0 | 0 | 0 | 0 | 0 | 0 | 0 | 0 | 0 | 0 | 0 | 0 | 0 | 0 | 0 | 0 | 0 | 0 | 0 | 0 | 0 | 0 | 0 | 0 | 0 | 0 | 0 | 0 | 0 | 0 | 0 | 0 | 0 | 0 | 0 | 0 | 0 | 0 | 0 | 0 | 0 | 0 | 0 | 0 | 0 | 0 | 0 | 0 | 0 | 0 | 0 | 0 | 0 | 0 | 0 | 0 | 0 | 0 | 0 | 0 | 0 | 0 | 0 | 0 | 0 | 0 | 0 | 0 | 0 | 0 | 0 | 0 | 0 | 0 | 0 | 0 | 0 | 0 | 0
|  |  | PLANO 3 | 0 | 0 | 0 | 0 | 0 | 0 | 0 | 0 | 0 | 0 | 0 | 0 | 0 | 0 | 0 | 0 | 0 | 0 | 0 | 0 | 0 | 0 | 0 | 0 | 0 | 0 | 0 | 0 | 0 | 0 | 0 | 0 | 0 | 0 | 0 | 0 | 0 | 0 | 0 | 0 | 0 | 0 | 0 | 0 | 0 | 0 | 0 | 0 | 0 | 0 | 0 | 0 | 0 | 0 | 0 | 0 | 0 | 0 | 0 | 0 | 0 | 0 | 0 | 0 | 0 | 0 | 0 | 0 | 0 | 0 | 0 | 0 | 0 | 0 | 0 | 0 | 0 | 0 | 0 | 0 | 0 | 0 | 0 | 0 | 0 | 0 | 0 | 0 | 0 | 0 | 0 | 0 | 0 | 0 | 0 | 0 | 0 | 0 | 0 | 0 | 0 | 0 | 0 | 0 | 0 | 0 | 0 | 0 | 0 | 0 | 0 | 0 | 0 | 0 | 0 | 0 | 0 | 0 | 0 | 0 | 0 | 0 | 0 | 0 | 0 | 0 | 0 | 0 | 0 | 0 | 0 | 0 | 0 | 0 | 0 | 0 | 0 | 0 | 0 | 0 | 0 | 0 | 0 | 0 | 0 | 0 | 0 | 0 | 0 | 0 | 0 | 0 | 0 | 0 | 0 | 0 | 0 | 0 | 0 | 0 | 0 | 0 | 0 | 0 | 0 | 0 | 0 | 0 | 0 | 0 | 0 | 0 | 0 | 0 | 0 | 0 | 0 | 0 | 0 | 0 | 0 | 0 | 0 | 0 | 0 | 0 | 0 | 0 | 0 | 0 | 0 | 0 | 0 | 0 | 0 | 0 | 0 | 0 | 0 | 0 | 0 | 0 | 0 | 0 | 0 | 0 | 0 | 0 | 0 | 0 | 0 | 0 | 0 | 0 | 0 | 0 | 0 | 0 | 0 | 0 | 0 | 0 | 0 | 0 | 0 | 0 | 0 | 0 | 0 | 0 | 0 | 0 | 0 | 0 | 0 | 0 | 0 | 0 | 0 | 0 | 0 | 0 | 0 | 0 | 0 | 0 | 0 | 0 | 0 | 0 | 0 | 0 | 0 | 0 | 0 | 0 | 0 | 0 | 0 | 0 | 0 | 0 | 0 | 0 | 0 | 0 | 0 | 0 | 0 | 0
|  |  | PLANO 4 | 0 | 0 | 0 | 0 | 0 | 0 | 0 | 0 | 0 | 0 | 0 | 0 | 0 | 0 | 0 | 0 | 0 | 0 | 0 | 0 | 0 | 0 | 0 | 0 | 0 | 0 | 0 | 0 | 0 | 0 | 0 | 0 | 0 | 0 | 0 | 0 | 0 | 0 | 0 | 0 | 0 | 0 | 0 | 0 | 0 | 0 | 0 | 0 | 0 | 0 | 0 | 0 | 0 | 0 | 0 | 0 | 0 | 0 | 0 | 0 | 0 | 0 | 0 | 0 | 0 | 0 | 0 | 0 | 0 | 0 | 0 | 0 | 0 | 0 | 0 | 0 | 0 | 0 | 0 | 0 | 0 | 0 | 0 | 0 | 0 | 0 | 0 | 0 | 0 | 0 | 0 | 0 | 0 | 0 | 0 | 0 | 0 | 0 | 0 | 0 | 0 | 0 | 0 | 0 | 0 | 0 | 0 | 0 | 0 | 0 | 0 | 0 | 0 | 0 | 0 | 0 | 0 | 0 | 0 | 0 | 0 | 0 | 0 | 0 | 0 | 0 | 0 | 0 | 0 | 0 | 0 | 0 | 0 | 0 | 0 | 0 | 0 | 0 | 0 | 0 | 0 | 0 | 0 | 0 | 0 | 0 | 0 | 0 | 0 | 0 | 0 | 0 | 0 | 0 | 0 | 0 | 0 | 0 | 0 | 0 | 0 | 0 | 0 | 0 | 0 | 0 | 0 | 0 | 0 | 0 | 0 | 0 | 0 | 0 | 0 | 0 | 0 | 0 | 0 | 0 | 0 | 0 | 0 | 0 | 0 | 0 | 0 | 0 | 0 | 0 | 0 | 0 | 0 | 0 | 0 | 0 | 0 | 0 | 0 | 0 | 0 | 0 | 0 | 0 | 0 | 0 | 0 | 0 | 0 | 0 | 0 | 0 | 0 | 0 | 0 | 0 | 0 | 0 | 0 | 0 | 0 | 0 | 0 | 0 | 0 | 0 | 0 | 0 | 0 | 0 | 0 | 0 | 0 | 0 | 0 | 0 | 0 | 0 | 0 | 0 | 0 | 0 | 0 | 0 | 0 | 0 | 0 | 0 | 0 | 0 | 0 | 0 | 0 | 0 | 0 | 0 | 0 | 0 | 0 | 0 | 0 | 0 | 0 | 0 | 0 | 0 | 0 | 0 | 0 | 0
|  |  | PLANO 5 | 0 | 0 | 0 | 0 | 0 | 0 | 0 | 0 | 0 | 0 | 0 | 0 | 0 | 0 | 0 | 0 | 0 | 0 | 0 | 0 | 0 | 0 | 0 | 0 | 0 | 0 | 0 | 0 | 0 | 0 | 0 | 0 | 0 | 0 | 0 | 0 | 0 | 0 | 0 | 0 | 0 | 0 | 0 | 0 | 0 | 0 | 0 | 0 | 0 | 0 | 0 | 0 | 0 | 0 | 0 | 0 | 0 | 0 | 0 | 0 | 0 | 0 | 0 | 0 | 0 | 0 | 0 | 0 | 0 | 0 | 0 | 0 | 0 | 0 | 0 | 0 | 0 | 0 | 0 | 0 | 0 | 0 | 0 | 0 | 0 | 0 | 0 | 0 | 0 | 0 | 0 | 0 | 0 | 0 | 0 | 0 | 0 | 0 | 0 | 0 | 0 | 0 | 0 | 0 | 0 | 0 | 0 | 0 | 0 | 0 | 0 | 0 | 0 | 0 | 0 | 0 | 0 | 0 | 0 | 0 | 0 | 0 | 0 | 0 | 0 | 0 | 0 | 0 | 0 | 0 | 0 | 0 | 0 | 0 | 0 | 0 | 0 | 0 | 0 | 0 | 0 | 0 | 0 | 0 | 0 | 0 | 0 | 0 | 0 | 0 | 0 | 0 | 0 | 0 | 0 | 0 | 0 | 0 | 0 | 0 | 0 | 0 | 0 | 0 | 0 | 0 | 0 | 0 | 0 | 0 | 0 | 0 | 0 | 0 | 0 | 0 | 0 | 0 | 0 | 0 | 0 | 0 | 0 | 0 | 0 | 0 | 0 | 0 | 0 | 0 | 0 | 0 | 0 | 0 | 0 | 0 | 0 | 0 | 0 | 0 | 0 | 0 | 0 | 0 | 0 | 0 | 0 | 0 | 0 | 0 | 0 | 0 | 0 | 0 | 0 | 0 | 0 | 0 | 0 | 0 | 0 | 0 | 0 | 0 | 0 | 0 | 0 | 0 | 0 | 0 | 0 | 0 | 0 | 0 | 0 | 0 | 0 | 0 | 0 | 0 | 0 | 0 | 0 | 0 | 0 | 0 | 0 | 0 | 0 | 0 | 0 | 0 | 0 | 0 | 0 | 0 | 0 | 0 | 0 | 0 | 0 | 0 | 0 | 0 | 0 | 0 | 0 | 0 | 0 | 0
|  |  | PLANO 6 | 0 | 0 | 0 | 0 | 0 | 0 | 0 | 0 | 0 | 0 | 0 | 0 | 0 | 0 | 0 | 0 | 0 | 0 | 0 | 0 | 0 | 0 | 0 | 0 | 0 | 0 | 0 | 0 | 0 | 0 | 0 | 0 | 0 | 0 | 0 | 0 | 0 | 0 | 0 | 0 | 0 | 0 | 0 | 0 | 0 | 0 | 0 | 0 | 0 | 0 | 0 | 0 | 0 | 0 | 0 | 0 | 0 | 0 | 0 | 0 | 0 | 0 | 0 | 0 | 0 | 0 | 0 | 0 | 0 | 0 | 0 | 0 | 0 | 0 | 0 | 0 | 0 | 0 | 0 | 0 | 0 | 0 | 0 | 0 | 0 | 0 | 0 | 0 | 0 | 0 | 0 | 0 | 0 | 0 | 0 | 0 | 0 | 0 | 0 | 0 | 0 | 0 | 0 | 0 | 0 | 0 | 0 | 0 | 0 | 0 | 0 | 0 | 0 | 0 | 0 | 0 | 0 | 0 | 0 | 0 | 0 | 0 | 0 | 0 | 0 | 0 | 0 | 0 | 0 | 0 | 0 | 0 | 0 | 0 | 0 | 0 | 0 | 0 | 0 | 0 | 0 | 0 | 0 | 0 | 0 | 0 | 0 | 0 | 0 | 0 | 0 | 0 | 0 | 0 | 0 | 0 | 0 | 0 | 0 | 0 | 0 | 0 | 0 | 0 | 0 | 0 | 0 | 0 | 0 | 0 | 0 | 0 | 0 | 0 | 0 | 0 | 0 | 0 | 0 | 0 | 0 | 0 | 0 | 0 | 0 | 0 | 0 | 0 | 0 | 0 | 0 | 0 | 0 | 0 | 0 | 0 | 0 | 0 | 0 | 0 | 0 | 0 | 0 | 0 | 0 | 0 | 0 | 0 | 0 | 0 | 0 | 0 | 0 | 0 | 0 | 0 | 0 | 0 | 0 | 0 | 0 | 0 | 0 | 0 | 0 | 0 | 0 | 0 | 0 | 0 | 0 | 0 | 0 | 0 | 0 | 0 | 0 | 0 | 0 | 0 | 0 | 0 | 0 | 0 | 0 | 0 | 0 | 0 | 0 | 0 | 0 | 0 | 0 | 0 | 0 | 0 | 0 | 0 | 0 | 0 | 0 | 0 | 0 | 0 | 0 | 0 | 0 | 0 | 0 | 0
|  |  | PLANO 7 | 0 | 0 | 0 | 0 | 0 | 0 | 0 | 0 | 0 | 0 | 0 | 0 | 0 | 0 | 0 | 0 | 0 | 0 | 0 | 0 | 0 | 0 | 0 | 0 | 0 | 0 | 0 | 0 | 0 | 0 | 0 | 0 | 0 | 0 | 0 | 0 | 0 | 0 | 0 | 0 | 0 | 0 | 0 | 0 | 0 | 0 | 0 | 0 | 0 | 0 | 0 | 0 | 0 | 0 | 0 | 0 | 0 | 0 | 0 | 0 | 0 | 0 | 0 | 0 | 0 | 0 | 0 | 0 | 0 | 0 | 0 | 0 | 0 | 0 | 0 | 0 | 0 | 0 | 0 | 0 | 0 | 0 | 0 | 0 | 0 | 0 | 0 | 0 | 0 | 0 | 0 | 0 | 0 | 0 | 0 | 0 | 0 | 0 | 0 | 0 | 0 | 0 | 0 | 0 | 0 | 0 | 0 | 0 | 0 | 0 | 0 | 0 | 0 | 0 | 0 | 0 | 0 | 0 | 0 | 0 | 0 | 0 | 0 | 0 | 0 | 0 | 0 | 0 | 0 | 0 | 0 | 0 | 0 | 0 | 0 | 0 | 0 | 0 | 0 | 0 | 0 | 0 | 0 | 0 | 0 | 0 | 0 | 0 | 0 | 0 | 0 | 0 | 0 | 0 | 0 | 0 | 0 | 0 | 0 | 0 | 0 | 0 | 0 | 0 | 0 | 0 | 0 | 0 | 0 | 0 | 0 | 0 | 0 | 0 | 0 | 0 | 0 | 0 | 0 | 0 | 0 | 0 | 0 | 0 | 0 | 0 | 0 | 0 | 0 | 0 | 0 | 0 | 0 | 0 | 0 | 0 | 0 | 0 | 0 | 0 | 0 | 0 | 0 | 0 | 0 | 0 | 0 | 0 | 0 | 0 | 0 | 0 | 0 | 0 | 0 | 0 | 0 | 0 | 0 | 0 | 0 | 0 | 0 | 0 | 0 | 0 | 0 | 0 | 0 | 0 | 0 | 0 | 0 | 0 | 0 | 0 | 0 | 0 | 0 | 0 | 0 | 0 | 0 | 0 | 0 | 0 | 0 | 0 | 0 | 0 | 0 | 0 | 0 | 0 | 0 | 0 | 0 | 0 | 0 | 0 | 0 | 0 | 0 | 0 | 0 | 0 | 0 | 0 | 0 | 0
|  |  | PLANO 8 | 0 | 0 | 0 | 0 | 0 | 0 | 0 | 0 | 0 | 0 | 0 | 0 | 0 | 0 | 0 | 0 | 0 | 0 | 0 | 0 | 0 | 0 | 0 | 0 | 0 | 0 | 0 | 0 | 0 | 0 | 0 | 0 | 0 | 0 | 0 | 0 | 0 | 0 | 0 | 0 | 0 | 0 | 0 | 0 | 0 | 0 | 0 | 0 | 0 | 0 | 0 | 0 | 0 | 0 | 0 | 0 | 0 | 0 | 0 | 0 | 0 | 0 | 0 | 0 | 0 | 0 | 0 | 0 | 0 | 0 | 0 | 0 | 0 | 0 | 0 | 0 | 0 | 0 | 0 | 0 | 0 | 0 | 0 | 0 | 0 | 0 | 0 | 0 | 0 | 0 | 0 | 0 | 0 | 0 | 0 | 0 | 0 | 0 | 0 | 0 | 0 | 0 | 0 | 0 | 0 | 0 | 0 | 0 | 0 | 0 | 0 | 0 | 0 | 0 | 0 | 0 | 0 | 0 | 0 | 0 | 0 | 0 | 0 | 0 | 0 | 0 | 0 | 0 | 0 | 0 | 0 | 0 | 0 | 0 | 0 | 0 | 0 | 0 | 0 | 0 | 0 | 0 | 0 | 0 | 0 | 0 | 0 | 0 | 0 | 0 | 0 | 0 | 0 | 0 | 0 | 0 | 0 | 0 | 0 | 0 | 0 | 0 | 0 | 0 | 0 | 0 | 0 | 0 | 0 | 0 | 0 | 0 | 0 | 0 | 0 | 0 | 0 | 0 | 0 | 0 | 0 | 0 | 0 | 0 | 0 | 0 | 0 | 0 | 0 | 0 | 0 | 0 | 0 | 0 | 0 | 0 | 0 | 0 | 0 | 0 | 0 | 0 | 0 | 0 | 0 | 0 | 0 | 0 | 0 | 0 | 0 | 0 | 0 | 0 | 0 | 0 | 0 | 0 | 0 | 0 | 0 | 0 | 0 | 0 | 0 | 0 | 0 | 0 | 0 | 0 | 0 | 0 | 0 | 0 | 0 | 0 | 0 | 0 | 0 | 0 | 0 | 0 | 0 | 0 | 0 | 0 | 0 | 0 | 0 | 0 | 0 | 0 | 0 | 0 | 0 | 0 | 0 | 0 | 0 | 0 | 0 | 0 | 0 | 0 | 0 | 0 | 0 | 0 | 0 | 0
|  |  | PLANO 9 | 0 | 0 | 0 | 0 | 0 | 0 | 0 | 0 | 0 | 0 | 0 | 0 | 0 | 0 | 0 | 0 | 0 | 0 | 0 | 0 | 0 | 0 | 0 | 0 | 0 | 0 | 0 | 0 | 0 | 0 | 0 | 0 | 0 | 0 | 0 | 0 | 0 | 0 | 0 | 0 | 0 | 0 | 0 | 0 | 0 | 0 | 0 | 0 | 0 | 0 | 0 | 0 | 0 | 0 | 0 | 0 | 0 | 0 | 0 | 0 | 0 | 0 | 0 | 0 | 0 | 0 | 0 | 0 | 0 | 0 | 0 | 0 | 0 | 0 | 0 | 0 | 0 | 0 | 0 | 0 | 0 | 0 | 0 | 0 | 0 | 0 | 0 | 0 | 0 | 0 | 0 | 0 | 0 | 0 | 0 | 0 | 0 | 0 | 0 | 0 | 0 | 0 | 0 | 0 | 0 | 0 | 0 | 0 | 0 | 0 | 0 | 0 | 0 | 0 | 0 | 0 | 0 | 0 | 0 | 0 | 0 | 0 | 0 | 0 | 0 | 0 | 0 | 0 | 0 | 0 | 0 | 0 | 0 | 0 | 0 | 0 | 0 | 0 | 0 | 0 | 0 | 0 | 0 | 0 | 0 | 0 | 0 | 0 | 0 | 0 | 0 | 0 | 0 | 0 | 0 | 0 | 0 | 0 | 0 | 0 | 0 | 0 | 0 | 0 | 0 | 0 | 0 | 0 | 0 | 0 | 0 | 0 | 0 | 0 | 0 | 0 | 0 | 0 | 0 | 0 | 0 | 0 | 0 | 0 | 0 | 0 | 0 | 0 | 0 | 0 | 0 | 0 | 0 | 0 | 0 | 0 | 0 | 0 | 0 | 0 | 0 | 0 | 0 | 0 | 0 | 0 | 0 | 0 | 0 | 0 | 0 | 0 | 0 | 0 | 0 | 0 | 0 | 0 | 0 | 0 | 0 | 0 | 0 | 0 | 0 | 0 | 0 | 0 | 0 | 0 | 0 | 0 | 0 | 0 | 0 | 0 | 0 | 0 | 0 | 0 | 0 | 0 | 0 | 0 | 0 | 0 | 0 | 0 | 0 | 0 | 0 | 0 | 0 | 0 | 0 | 0 | 0 | 0 | 0 | 0 | 0 | 0 | 0 | 0 | 0 | 0 | 0 | 0 | 0 | 0
|  |  | PLANO 10 | 0 | 0 | 0 | 0 | 0 | 0 | 0 | 0 | 0 | 0 | 0 | 0 | 0 | 0 | 0 | 0 | 0 | 0 | 0 | 0 | 0 | 0 | 0 | 0 | 0 | 0 | 0 | 0 | 0 | 0 | 0 | 0 | 0 | 0 | 0 | 0 | 0 | 0 | 0 | 0 | 0 | 0 | 0 | 0 | 0 | 0 | 0 | 0 | 0 | 0 | 0 | 0 | 0 | 0 | 0 | 0 | 0 | 0 | 0 | 0 | 0 | 0 | 0 | 0 | 0 | 0 | 0 | 0 | 0 | 0 | 0 | 0 | 0 | 0 | 0 | 0 | 0 | 0 | 0 | 0 | 0 | 0 | 0 | 0 | 0 | 0 | 0 | 0 | 0 | 0 | 0 | 0 | 0 | 0 | 0 | 0 | 0 | 0 | 0 | 0 | 0 | 0 | 0 | 0 | 0 | 0 | 0 | 0 | 0 | 0 | 0 | 0 | 0 | 0 | 0 | 0 | 0 | 0 | 0 | 0 | 0 | 0 | 0 | 0 | 0 | 0 | 0 | 0 | 0 | 0 | 0 | 0 | 0 | 0 | 0 | 0 | 0 | 0 | 0 | 0 | 0 | 0 | 0 | 0 | 0 | 0 | 0 | 0 | 0 | 0 | 0 | 0 | 0 | 0 | 0 | 0 | 0 | 0 | 0 | 0 | 0 | 0 | 0 | 0 | 0 | 0 | 0 | 0 | 0 | 0 | 0 | 0 | 0 | 0 | 0 | 0 | 0 | 0 | 0 | 0 | 0 | 0 | 0 | 0 | 0 | 0 | 0 | 0 | 0 | 0 | 0 | 0 | 0 | 0 | 0 | 0 | 0 | 0 | 0 | 0 | 0 | 0 | 0 | 0 | 0 | 0 | 0 | 0 | 0 | 0 | 0 | 0 | 0 | 0 | 0 | 0 | 0 | 0 | 0 | 0 | 0 | 0 | 0 | 0 | 0 | 0 | 0 | 0 | 0 | 0 | 0 | 0 | 0 | 0 | 0 | 0 | 0 | 0 | 0 | 0 | 0 | 0 | 0 | 0 | 0 | 0 | 0 | 0 | 0 | 0 | 0 | 0 | 0 | 0 | 0 | 0 | 0 | 0 | 0 | 0 | 0 | 0 | 0 | 0 | 0 | 0 | 0 | 0 | 0 | 0
|  |  | PLANO 11 | 0 | 0 | 0 | 0 | 0 | 0 | 0 | 0 | 0 | 0 | 0 | 0 | 0 | 0 | 0 | 0 | 0 | 0 | 0 | 0 | 0 | 0 | 0 | 0 | 0 | 0 | 0 | 0 | 0 | 0 | 0 | 0 | 0 | 0 | 0 | 0 | 0 | 0 | 0 | 0 | 0 | 0 | 0 | 0 | 0 | 0 | 0 | 0 | 0 | 0 | 0 | 0 | 0 | 0 | 0 | 0 | 0 | 0 | 0 | 0 | 0 | 0 | 0 | 0 | 0 | 0 | 0 | 0 | 0 | 0 | 0 | 0 | 0 | 0 | 0 | 0 | 0 | 0 | 0 | 0 | 0 | 0 | 0 | 0 | 0 | 0 | 0 | 0 | 0 | 0 | 0 | 0 | 0 | 0 | 0 | 0 | 0 | 0 | 0 | 0 | 0 | 0 | 0 | 0 | 0 | 0 | 0 | 0 | 0 | 0 | 0 | 0 | 0 | 0 | 0 | 0 | 0 | 0 | 0 | 0 | 0 | 0 | 0 | 0 | 0 | 0 | 0 | 0 | 0 | 0 | 0 | 0 | 0 | 0 | 0 | 0 | 0 | 0 | 0 | 0 | 0 | 0 | 0 | 0 | 0 | 0 | 0 | 0 | 0 | 0 | 0 | 0 | 0 | 0 | 0 | 0 | 0 | 0 | 0 | 0 | 0 | 0 | 0 | 0 | 0 | 0 | 0 | 0 | 0 | 0 | 0 | 0 | 0 | 0 | 0 | 0 | 0 | 0 | 0 | 0 | 0 | 0 | 0 | 0 | 0 | 0 | 0 | 0 | 0 | 0 | 0 | 0 | 0 | 0 | 0 | 0 | 0 | 0 | 0 | 0 | 0 | 0 | 0 | 0 | 0 | 0 | 0 | 0 | 0 | 0 | 0 | 0 | 0 | 0 | 0 | 0 | 0 | 0 | 0 | 0 | 0 | 0 | 0 | 0 | 0 | 0 | 0 | 0 | 0 | 0 | 0 | 0 | 0 | 0 | 0 | 0 | 0 | 0 | 0 | 0 | 0 | 0 | 0 | 0 | 0 | 0 | 0 | 0 | 0 | 0 | 0 | 0 | 0 | 0 | 0 | 0 | 0 | 0 | 0 | 0 | 0 | 0 | 0 | 0 | 0 | 0 | 0 | 0 | 0 | 0
|  |  | PLANO 12 | 0 | 0 | 0 | 0 | 0 | 0 | 0 | 0 | 0 | 0 | 0 | 0 | 0 | 0 | 0 | 0 | 0 | 0 | 0 | 0 | 0 | 0 | 0 | 0 | 0 | 0 | 0 | 0 | 0 | 0 | 0 | 0 | 0 | 0 | 0 | 0 | 0 | 0 | 0 | 0 | 0 | 0 | 0 | 0 | 0 | 0 | 0 | 0 | 0 | 0 | 0 | 0 | 0 | 0 | 0 | 0 | 0 | 0 | 0 | 0 | 0 | 0 | 0 | 0 | 0 | 0 | 0 | 0 | 0 | 0 | 0 | 0 | 0 | 0 | 0 | 0 | 0 | 0 | 0 | 0 | 0 | 0 | 0 | 0 | 0 | 0 | 0 | 0 | 0 | 0 | 0 | 0 | 0 | 0 | 0 | 0 | 0 | 0 | 0 | 0 | 0 | 0 | 0 | 0 | 0 | 0 | 0 | 0 | 0 | 0 | 0 | 0 | 0 | 0 | 0 | 0 | 0 | 0 | 0 | 0 | 0 | 0 | 0 | 0 | 0 | 0 | 0 | 0 | 0 | 0 | 0 | 0 | 0 | 0 | 0 | 0 | 0 | 0 | 0 | 0 | 0 | 0 | 0 | 0 | 0 | 0 | 0 | 0 | 0 | 0 | 0 | 0 | 0 | 0 | 0 | 0 | 0 | 0 | 0 | 0 | 0 | 0 | 0 | 0 | 0 | 0 | 0 | 0 | 0 | 0 | 0 | 0 | 0 | 0 | 0 | 0 | 0 | 0 | 0 | 0 | 0 | 0 | 0 | 0 | 0 | 0 | 0 | 0 | 0 | 0 | 0 | 0 | 0 | 0 | 0 | 0 | 0 | 0 | 0 | 0 | 0 | 0 | 0 | 0 | 0 | 0 | 0 | 0 | 0 | 0 | 0 | 0 | 0 | 0 | 0 | 0 | 0 | 0 | 0 | 0 | 0 | 0 | 0 | 0 | 0 | 0 | 0 | 0 | 0 | 0 | 0 | 0 | 0 | 0 | 0 | 0 | 0 | 0 | 0 | 0 | 0 | 0 | 0 | 0 | 0 | 0 | 0 | 0 | 0 | 0 | 0 | 0 | 0 | 0 | 0 | 0 | 0 | 0 | 0 | 0 | 0 | 0 | 0 | 0 | 0 | 0 | 0 | 0 | 0 | 0
|  |  | PLANO 13 | 0 | 0 | 0 | 0 | 0 | 0 | 0 | 0 | 0 | 0 | 0 | 0 | 0 | 0 | 0 | 0 | 0 | 0 | 0 | 0 | 0 | 0 | 0 | 0 | 0 | 0 | 0 | 0 | 0 | 0 | 0 | 0 | 0 | 0 | 0 | 0 | 0 | 0 | 0 | 0 | 0 | 0 | 0 | 0 | 0 | 0 | 0 | 0 | 0 | 0 | 0 | 0 | 0 | 0 | 0 | 0 | 0 | 0 | 0 | 0 | 0 | 0 | 0 | 0 | 0 | 0 | 0 | 0 | 0 | 0 | 0 | 0 | 0 | 0 | 0 | 0 | 0 | 0 | 0 | 0 | 0 | 0 | 0 | 0 | 0 | 0 | 0 | 0 | 0 | 0 | 0 | 0 | 0 | 0 | 0 | 0 | 0 | 0 | 0 | 0 | 0 | 0 | 0 | 0 | 0 | 0 | 0 | 0 | 0 | 0 | 0 | 0 | 0 | 0 | 0 | 0 | 0 | 0 | 0 | 0 | 0 | 0 | 0 | 0 | 0 | 0 | 0 | 0 | 0 | 0 | 0 | 0 | 0 | 0 | 0 | 0 | 0 | 0 | 0 | 0 | 0 | 0 | 0 | 0 | 0 | 0 | 0 | 0 | 0 | 0 | 0 | 0 | 0 | 0 | 0 | 0 | 0 | 0 | 0 | 0 | 0 | 0 | 0 | 0 | 0 | 0 | 0 | 0 | 0 | 0 | 0 | 0 | 0 | 0 | 0 | 0 | 0 | 0 | 0 | 0 | 0 | 0 | 0 | 0 | 0 | 0 | 0 | 0 | 0 | 0 | 0 | 0 | 0 | 0 | 0 | 0 | 0 | 0 | 0 | 0 | 0 | 0 | 0 | 0 | 0 | 0 | 0 | 0 | 0 | 0 | 0 | 0 | 0 | 0 | 0 | 0 | 0 | 0 | 0 | 0 | 0 | 0 | 0 | 0 | 0 | 0 | 0 | 0 | 0 | 0 | 0 | 0 | 0 | 0 | 0 | 0 | 0 | 0 | 0 | 0 | 0 | 0 | 0 | 0 | 0 | 0 | 0 | 0 | 0 | 0 | 0 | 0 | 0 | 0 | 0 | 0 | 0 | 0 | 0 | 0 | 0 | 0 | 0 | 0 | 0 | 0 | 0 | 0 | 0 | 0
|  |  | PLANO 14 | 0 | 0 | 0 | 0 | 0 | 0 | 0 | 0 | 0 | 0 | 0 | 0 | 0 | 0 | 0 | 0 | 0 | 0 | 0 | 0 | 0 | 0 | 0 | 0 | 0 | 0 | 0 | 0 | 0 | 0 | 0 | 0 | 0 | 0 | 0 | 0 | 0 | 0 | 0 | 0 | 0 | 0 | 0 | 0 | 0 | 0 | 0 | 0 | 0 | 0 | 0 | 0 | 0 | 0 | 0 | 0 | 0 | 0 | 0 | 0 | 0 | 0 | 0 | 0 | 0 | 0 | 0 | 0 | 0 | 0 | 0 | 0 | 0 | 0 | 0 | 0 | 0 | 0 | 0 | 0 | 0 | 0 | 0 | 0 | 0 | 0 | 0 | 0 | 0 | 0 | 0 | 0 | 0 | 0 | 0 | 0 | 0 | 0 | 0 | 0 | 0 | 0 | 0 | 0 | 0 | 0 | 0 | 0 | 0 | 0 | 0 | 0 | 0 | 0 | 0 | 0 | 0 | 0 | 0 | 0 | 0 | 0 | 0 | 0 | 0 | 0 | 0 | 0 | 0 | 0 | 0 | 0 | 0 | 0 | 0 | 0 | 0 | 0 | 0 | 0 | 0 | 0 | 0 | 0 | 0 | 0 | 0 | 0 | 0 | 0 | 0 | 0 | 0 | 0 | 0 | 0 | 0 | 0 | 0 | 0 | 0 | 0 | 0 | 0 | 0 | 0 | 0 | 0 | 0 | 0 | 0 | 0 | 0 | 0 | 0 | 0 | 0 | 0 | 0 | 0 | 0 | 0 | 0 | 0 | 0 | 0 | 0 | 0 | 0 | 0 | 0 | 0 | 0 | 0 | 0 | 0 | 0 | 0 | 0 | 0 | 0 | 0 | 0 | 0 | 0 | 0 | 0 | 0 | 0 | 0 | 0 | 0 | 0 | 0 | 0 | 0 | 0 | 0 | 0 | 0 | 0 | 0 | 0 | 0 | 0 | 0 | 0 | 0 | 0 | 0 | 0 | 0 | 0 | 0 | 0 | 0 | 0 | 0 | 0 | 0 | 0 | 0 | 0 | 0 | 0 | 0 | 0 | 0 | 0 | 0 | 0 | 0 | 0 | 0 | 0 | 0 | 0 | 0 | 0 | 0 | 0 | 0 | 0 | 0 | 0 | 0 | 0 | 0 | 0 | 0
|  |  | PLANO 15 | 0 | 0 | 0 | 0 | 0 | 0 | 0 | 0 | 0 | 0 | 0 | 0 | 0 | 0 | 0 | 0 | 0 | 0 | 0 | 0 | 0 | 0 | 0 | 0 | 0 | 0 | 0 | 0 | 0 | 0 | 0 | 0 | 0 | 0 | 0 | 0 | 0 | 0 | 0 | 0 | 0 | 0 | 0 | 0 | 0 | 0 | 0 | 0 | 0 | 0 | 0 | 0 | 0 | 0 | 0 | 0 | 0 | 0 | 0 | 0 | 0 | 0 | 0 | 0 | 0 | 0 | 0 | 0 | 0 | 0 | 0 | 0 | 0 | 0 | 0 | 0 | 0 | 0 | 0 | 0 | 0 | 0 | 0 | 0 | 0 | 0 | 0 | 0 | 0 | 0 | 0 | 0 | 0 | 0 | 0 | 0 | 0 | 0 | 0 | 0 | 0 | 0 | 0 | 0 | 0 | 0 | 0 | 0 | 0 | 0 | 0 | 0 | 0 | 0 | 0 | 0 | 0 | 0 | 0 | 0 | 0 | 0 | 0 | 0 | 0 | 0 | 0 | 0 | 0 | 0 | 0 | 0 | 0 | 0 | 0 | 0 | 0 | 0 | 0 | 0 | 0 | 0 | 0 | 0 | 0 | 0 | 0 | 0 | 0 | 0 | 0 | 0 | 0 | 0 | 0 | 0 | 0 | 0 | 0 | 0 | 0 | 0 | 0 | 0 | 0 | 0 | 0 | 0 | 0 | 0 | 0 | 0 | 0 | 0 | 0 | 0 | 0 | 0 | 0 | 0 | 0 | 0 | 0 | 0 | 0 | 0 | 0 | 0 | 0 | 0 | 0 | 0 | 0 | 0 | 0 | 0 | 0 | 0 | 0 | 0 | 0 | 0 | 0 | 0 | 0 | 0 | 0 | 0 | 0 | 0 | 0 | 0 | 0 | 0 | 0 | 0 | 0 | 0 | 0 | 0 | 0 | 0 | 0 | 0 | 0 | 0 | 0 | 0 | 0 | 0 | 0 | 0 | 0 | 0 | 0 | 0 | 0 | 0 | 0 | 0 | 0 | 0 | 0 | 0 | 0 | 0 | 0 | 0 | 0 | 0 | 0 | 0 | 0 | 0 | 0 | 0 | 0 | 0 | 0 | 0 | 0 | 0 | 0 | 0 | 0 | 0 | 0 | 0 | 0 | 0
|  |  | PLANO 16 | 0 | 0 | 0 | 0 | 0 | 0 | 0 | 0 | 0 | 0 | 0 | 0 | 0 | 0 | 0 | 0 | 0 | 0 | 0 | 0 | 0 | 0 | 0 | 0 | 0 | 0 | 0 | 0 | 0 | 0 | 0 | 0 | 0 | 0 | 0 | 0 | 0 | 0 | 0 | 0 | 0 | 0 | 0 | 0 | 0 | 0 | 0 | 0 | 0 | 0 | 0 | 0 | 0 | 0 | 0 | 0 | 0 | 0 | 0 | 0 | 0 | 0 | 0 | 0 | 0 | 0 | 0 | 0 | 0 | 0 | 0 | 0 | 0 | 0 | 0 | 0 | 0 | 0 | 0 | 0 | 0 | 0 | 0 | 0 | 0 | 0 | 0 | 0 | 0 | 0 | 0 | 0 | 0 | 0 | 0 | 0 | 0 | 0 | 0 | 0 | 0 | 0 | 0 | 0 | 0 | 0 | 0 | 0 | 0 | 0 | 0 | 0 | 0 | 0 | 0 | 0 | 0 | 0 | 0 | 0 | 0 | 0 | 0 | 0 | 0 | 0 | 0 | 0 | 0 | 0 | 0 | 0 | 0 | 0 | 0 | 0 | 0 | 0 | 0 | 0 | 0 | 0 | 0 | 0 | 0 | 0 | 0 | 0 | 0 | 0 | 0 | 0 | 0 | 0 | 0 | 0 | 0 | 0 | 0 | 0 | 0 | 0 | 0 | 0 | 0 | 0 | 0 | 0 | 0 | 0 | 0 | 0 | 0 | 0 | 0 | 0 | 0 | 0 | 0 | 0 | 0 | 0 | 0 | 0 | 0 | 0 | 0 | 0 | 0 | 0 | 0 | 0 | 0 | 0 | 0 | 0 | 0 | 0 | 0 | 0 | 0 | 0 | 0 | 0 | 0 | 0 | 0 | 0 | 0 | 0 | 0 | 0 | 0 | 0 | 0 | 0 | 0 | 0 | 0 | 0 | 0 | 0 | 0 | 0 | 0 | 0 | 0 | 0 | 0 | 0 | 0 | 0 | 0 | 0 | 0 | 0 | 0 | 0 | 0 | 0 | 0 | 0 | 0 | 0 | 0 | 0 | 0 | 0 | 0 | 0 | 0 | 0 | 0 | 0 | 0 | 0 | 0 | 0 | 0 | 0 | 0 | 0 | 0 | 0 | 0 | 0 | 0 | 0 | 0 | 0
|  |  | PLANO 17 | 0 | 0 | 0 | 0 | 0 | 0 | 0 | 0 | 0 | 0 | 0 | 0 | 0 | 0 | 0 | 0 | 0 | 0 | 0 | 0 | 0 | 0 | 0 | 0 | 0 | 0 | 0 | 0 | 0 | 0 | 0 | 0 | 0 | 0 | 0 | 0 | 0 | 0 | 0 | 0 | 0 | 0 | 0 | 0 | 0 | 0 | 0 | 0 | 0 | 0 | 0 | 0 | 0 | 0 | 0 | 0 | 0 | 0 | 0 | 0 | 0 | 0 | 0 | 0 | 0 | 0 | 0 | 0 | 0 | 0 | 0 | 0 | 0 | 0 | 0 | 0 | 0 | 0 | 0 | 0 | 0 | 0 | 0 | 0 | 0 | 0 | 0 | 0 | 0 | 0 | 0 | 0 | 0 | 0 | 0 | 0 | 0 | 0 | 0 | 0 | 0 | 0 | 0 | 0 | 0 | 0 | 0 | 0 | 0 | 0 | 0 | 0 | 0 | 0 | 0 | 0 | 0 | 0 | 0 | 0 | 0 | 0 | 0 | 0 | 0 | 0 | 0 | 0 | 0 | 0 | 0 | 0 | 0 | 0 | 0 | 0 | 0 | 0 | 0 | 0 | 0 | 0 | 0 | 0 | 0 | 0 | 0 | 0 | 0 | 0 | 0 | 0 | 0 | 0 | 0 | 0 | 0 | 0 | 0 | 0 | 0 | 0 | 0 | 0 | 0 | 0 | 0 | 0 | 0 | 0 | 0 | 0 | 0 | 0 | 0 | 0 | 0 | 0 | 0 | 0 | 0 | 0 | 0 | 0 | 0 | 0 | 0 | 0 | 0 | 0 | 0 | 0 | 0 | 0 | 0 | 0 | 0 | 0 | 0 | 0 | 0 | 0 | 0 | 0 | 0 | 0 | 0 | 0 | 0 | 0 | 0 | 0 | 0 | 0 | 0 | 0 | 0 | 0 | 0 | 0 | 0 | 0 | 0 | 0 | 0 | 0 | 0 | 0 | 0 | 0 | 0 | 0 | 0 | 0 | 0 | 0 | 0 | 0 | 0 | 0 | 0 | 0 | 0 | 0 | 0 | 0 | 0 | 0 | 0 | 0 | 0 | 0 | 0 | 0 | 0 | 0 | 0 | 0 | 0 | 0 | 0 | 0 | 0 | 0 | 0 | 0 | 0 | 0 | 0 | 0
|  |  | PLANO 18 | 0 | 0 | 0 | 0 | 0 | 0 | 0 | 0 | 0 | 0 | 0 | 0 | 0 | 0 | 0 | 0 | 0 | 0 | 0 | 0 | 0 | 0 | 0 | 0 | 0 | 0 | 0 | 0 | 0 | 0 | 0 | 0 | 0 | 0 | 0 | 0 | 0 | 0 | 0 | 0 | 0 | 0 | 0 | 0 | 0 | 0 | 0 | 0 | 0 | 0 | 0 | 0 | 0 | 0 | 0 | 0 | 0 | 0 | 0 | 0 | 0 | 0 | 0 | 0 | 0 | 0 | 0 | 0 | 0 | 0 | 0 | 0 | 0 | 0 | 0 | 0 | 0 | 0 | 0 | 0 | 0 | 0 | 0 | 0 | 0 | 0 | 0 | 0 | 0 | 0 | 0 | 0 | 0 | 0 | 0 | 0 | 0 | 0 | 0 | 0 | 0 | 0 | 0 | 0 | 0 | 0 | 0 | 0 | 0 | 0 | 0 | 0 | 0 | 0 | 0 | 0 | 0 | 0 | 0 | 0 | 0 | 0 | 0 | 0 | 0 | 0 | 0 | 0 | 0 | 0 | 0 | 0 | 0 | 0 | 0 | 0 | 0 | 0 | 0 | 0 | 0 | 0 | 0 | 0 | 0 | 0 | 0 | 0 | 0 | 0 | 0 | 0 | 0 | 0 | 0 | 0 | 0 | 0 | 0 | 0 | 0 | 0 | 0 | 0 | 0 | 0 | 0 | 0 | 0 | 0 | 0 | 0 | 0 | 0 | 0 | 0 | 0 | 0 | 0 | 0 | 0 | 0 | 0 | 0 | 0 | 0 | 0 | 0 | 0 | 0 | 0 | 0 | 0 | 0 | 0 | 0 | 0 | 0 | 0 | 0 | 0 | 0 | 0 | 0 | 0 | 0 | 0 | 0 | 0 | 0 | 0 | 0 | 0 | 0 | 0 | 0 | 0 | 0 | 0 | 0 | 0 | 0 | 0 | 0 | 0 | 0 | 0 | 0 | 0 | 0 | 0 | 0 | 0 | 0 | 0 | 0 | 0 | 0 | 0 | 0 | 0 | 0 | 0 | 0 | 0 | 0 | 0 | 0 | 0 | 0 | 0 | 0 | 0 | 0 | 0 | 0 | 0 | 0 | 0 | 0 | 0 | 0 | 0 | 0 | 0 | 0 | 0 | 0 | 0 | 0
|  |  | PLANO 19 | 0 | 0 | 0 | 0 | 0 | 0 | 0 | 0 | 0 | 0 | 0 | 0 | 0 | 0 | 0 | 0 | 0 | 0 | 0 | 0 | 0 | 0 | 0 | 0 | 0 | 0 | 0 | 0 | 0 | 0 | 0 | 0 | 0 | 0 | 0 | 0 | 0 | 0 | 0 | 0 | 0 | 0 | 0 | 0 | 0 | 0 | 0 | 0 | 0 | 0 | 0 | 0 | 0 | 0 | 0 | 0 | 0 | 0 | 0 | 0 | 0 | 0 | 0 | 0 | 0 | 0 | 0 | 0 | 0 | 0 | 0 | 0 | 0 | 0 | 0 | 0 | 0 | 0 | 0 | 0 | 0 | 0 | 0 | 0 | 0 | 0 | 0 | 0 | 0 | 0 | 0 | 0 | 0 | 0 | 0 | 0 | 0 | 0 | 0 | 0 | 0 | 0 | 0 | 0 | 0 | 0 | 0 | 0 | 0 | 0 | 0 | 0 | 0 | 0 | 0 | 0 | 0 | 0 | 0 | 0 | 0 | 0 | 0 | 0 | 0 | 0 | 0 | 0 | 0 | 0 | 0 | 0 | 0 | 0 | 0 | 0 | 0 | 0 | 0 | 0 | 0 | 0 | 0 | 0 | 0 | 0 | 0 | 0 | 0 | 0 | 0 | 0 | 0 | 0 | 0 | 0 | 0 | 0 | 0 | 0 | 0 | 0 | 0 | 0 | 0 | 0 | 0 | 0 | 0 | 0 | 0 | 0 | 0 | 0 | 0 | 0 | 0 | 0 | 0 | 0 | 0 | 0 | 0 | 0 | 0 | 0 | 0 | 0 | 0 | 0 | 0 | 0 | 0 | 0 | 0 | 0 | 0 | 0 | 0 | 0 | 0 | 0 | 0 | 0 | 0 | 0 | 0 | 0 | 0 | 0 | 0 | 0 | 0 | 0 | 0 | 0 | 0 | 0 | 0 | 0 | 0 | 0 | 0 | 0 | 0 | 0 | 0 | 0 | 0 | 0 | 0 | 0 | 0 | 0 | 0 | 0 | 0 | 0 | 0 | 0 | 0 | 0 | 0 | 0 | 0 | 0 | 0 | 0 | 0 | 0 | 0 | 0 | 0 | 0 | 0 | 0 | 0 | 0 | 0 | 0 | 0 | 0 | 0 | 0 | 0 | 0 | 0 | 0 | 0 | 0
|  |  | PLANO 20 | 0 | 0 | 0 | 0 | 0 | 0 | 0 | 0 | 0 | 0 | 0 | 0 | 0 | 0 | 0 | 0 | 0 | 0 | 0 | 0 | 0 | 0 | 0 | 0 | 0 | 0 | 0 | 0 | 0 | 0 | 0 | 0 | 0 | 0 | 0 | 0 | 0 | 0 | 0 | 0 | 0 | 0 | 0 | 0 | 0 | 0 | 0 | 0 | 0 | 0 | 0 | 0 | 0 | 0 | 0 | 0 | 0 | 0 | 0 | 0 | 0 | 0 | 0 | 0 | 0 | 0 | 0 | 0 | 0 | 0 | 0 | 0 | 0 | 0 | 0 | 0 | 0 | 0 | 0 | 0 | 0 | 0 | 0 | 0 | 0 | 0 | 0 | 0 | 0 | 0 | 0 | 0 | 0 | 0 | 0 | 0 | 0 | 0 | 0 | 0 | 0 | 0 | 0 | 0 | 0 | 0 | 0 | 0 | 0 | 0 | 0 | 0 | 0 | 0 | 0 | 0 | 0 | 0 | 0 | 0 | 0 | 0 | 0 | 0 | 0 | 0 | 0 | 0 | 0 | 0 | 0 | 0 | 0 | 0 | 0 | 0 | 0 | 0 | 0 | 0 | 0 | 0 | 0 | 0 | 0 | 0 | 0 | 0 | 0 | 0 | 0 | 0 | 0 | 0 | 0 | 0 | 0 | 0 | 0 | 0 | 0 | 0 | 0 | 0 | 0 | 0 | [26 empty] | 0 | 0 | 0 | 0 | 0 | 0 | 0 | 0 | 0 | 0 | 0 | 0 | 0 | 0 | 0 | 0 | 0 | 0 | 0 | 0 | 0 | 0 | 0 | 0 | 0 | 0 | 0 | 0 | 0 | 0 | 0 | 0 | 0 | 0 | 0 | 0 | 0 | 0 | 0 | 0 | 0 | 0 | 0 | 0 | 0 | 0 | 0 | 0 | 0 | 0 | 0 | 0 | 0 | 0 | 0 | 0 | 0 | 0 | 0 | 0 | 0 | 0 | 0 | 0 | 0 | 0 | 0 | 0 | 0 | 0 | 0 | 0 | 0 | 0 | 0 | 0 | 0 | 0
|  |  | PLANO 21 | 0 | 0 | 0 | 0 | 0 | 0 | 0 | 0 | 0 | 0 | 0 | 0 | 0 | 0 | 0 | 0 | 0 | 0 | 0 | 0 | 0 | 0 | 0 | 0 | 0 | 0 | 0 | 0 | 0 | 0 | 0 | 0 | 0 | 0 | 0 | 0 | 0 | 0 | 0 | 0 | 0 | 0 | 0 | 0 | 0 | 0 | 0 | 0 | 0 | 0 | 0 | 0 | 0 | 0 | 0 | 0 | 0 | 0 | 0 | 0 | 0 | 0 | 0 | 0 | 0 | 0 | 0 | 0 | 0 | 0 | 0 | 0 | 0 | 0 | 0 | 0 | 0 | 0 | 0 | 0 | 0 | 0 | 0 | 0 | 0 | 0 | 0 | 0 | 0 | 0 | 0 | 0 | 0 | 0 | 0 | 0 | 0 | 0 | 0 | 0 | 0 | 0 | 0 | 0 | 0 | 0 | 0 | 0 | 0 | 0 | 0 | 0 | 0 | 0 | 0 | 0 | 0 | 0 | 0 | 0 | 0 | 0 | 0 | 0 | 0 | 0 | 0 | 0 | 0 | 0 | 0 | 0 | 0 | 0 | 0 | 0 | 0 | 0 | 0 | 0 | 0 | 0 | 0 | 0 | 0 | 0 | 0 | 0 | 0 | 0 | 0 | 0 | 0 | 0 | 0 | 0 | 0 | 0 | 0 | 0 | 0 | 0 | 0 | 0 | 0 | 0 | [26 empty] | 0 | 0 | 0 | 0 | 0 | 0 | 0 | 0 | 0 | 0 | 0 | 0 | 0 | 0 | 0 | 0 | 0 | 0 | 0 | 0 | 0 | 0 | 0 | 0 | 0 | 0 | 0 | 0 | 0 | 0 | 0 | 0 | 0 | 0 | 0 | 0 | 0 | 0 | 0 | 0 | 0 | 0 | 0 | 0 | 0 | 0 | 0 | 0 | 0 | 0 | 0 | 0 | 0 | 0 | 0 | 0 | 0 | 0 | 0 | 0 | 0 | 0 | 0 | 0 | 0 | 0 | 0 | 0 | 0 | 0 | 0 | 0 | 0 | 0 | 0 | 0 | 0 | 0
|  |  | PLANO 22 | 0 | 0 | 0 | 0 | 0 | 0 | 0 | 0 | 0 | 0 | 0 | 0 | 0 | 0 | 0 | 0 | 0 | 0 | 0 | 0 | 0 | 0 | 0 | 0 | 0 | 0 | 0 | 0 | 0 | 0 | 0 | 0 | 0 | 0 | 0 | 0 | 0 | 0 | 0 | 0 | 0 | 0 | 0 | 0 | 0 | 0 | 0 | 0 | 0 | 0 | 0 | 0 | 0 | 0 | 0 | 0 | 0 | 0 | 0 | 0 | 0 | 0 | 0 | 0 | 0 | 0 | 0 | 0 | 0 | 0 | 0 | 0 | 0 | 0 | 0 | 0 | 0 | 0 | 0 | 0 | 0 | 0 | 0 | 0 | 0 | 0 | 0 | 0 | 0 | 0 | 0 | 0 | 0 | 0 | 0 | 0 | 0 | 0 | 0 | 0 | 0 | 0 | 0 | 0 | 0 | 0 | 0 | 0 | 0 | 0 | 0 | 0 | 0 | 0 | 0 | 0 | 0 | 0 | 0 | 0 | 0 | 0 | 0 | 0 | 0 | 0 | 0 | 0 | 0 | 0 | 0 | 0 | 0 | 0 | 0 | 0 | 0 | 0 | 0 | 0 | 0 | 0 | 0 | 0 | 0 | 0 | 0 | 0 | 0 | 0 | 0 | 0 | 0 | 0 | 0 | 0 | 0 | 0 | 0 | 0 | 0 | 0 | 0 | 0 | 0 | 0 | [26 empty] | 0 | 0 | 0 | 0 | 0 | 0 | 0 | 0 | 0 | 0 | 0 | 0 | 0 | 0 | 0 | 0 | 0 | 0 | 0 | 0 | 0 | 0 | 0 | 0 | 0 | 0 | 0 | 0 | 0 | 0 | 0 | 0 | 0 | 0 | 0 | 0 | 0 | 0 | 0 | 0 | 0 | 0 | 0 | 0 | 0 | 0 | 0 | 0 | 0 | 0 | 0 | 0 | 0 | 0 | 0 | 0 | 0 | 0 | 0 | 0 | 0 | 0 | 0 | 0 | 0 | 0 | 0 | 0 | 0 | 0 | 0 | 0 | 0 | 0 | 0 | 0 | 0 | 0
|  |  | PLANO 23 | 0 | 0 | 0 | 0 | 0 | 0 | 0 | 0 | 0 | 0 | 0 | 0 | 0 | 0 | 0 | 0 | 0 | 0 | 0 | 0 | 0 | 0 | 0 | 0 | 0 | 0 | 0 | 0 | 0 | 0 | 0 | 0 | 0 | 0 | 0 | 0 | 0 | 0 | 0 | 0 | 0 | 0 | 0 | 0 | 0 | 0 | 0 | 0 | 0 | 0 | 0 | 0 | 0 | 0 | 0 | 0 | 0 | 0 | 0 | 0 | 0 | 0 | 0 | 0 | 0 | 0 | 0 | 0 | 0 | 0 | 0 | 0 | 0 | 0 | 0 | 0 | 0 | 0 | 0 | 0 | 0 | 0 | 0 | 0 | 0 | 0 | 0 | 0 | 0 | 0 | 0 | 0 | 0 | 0 | 0 | 0 | 0 | 0 | 0 | 0 | 0 | 0 | 0 | 0 | 0 | 0 | 0 | 0 | 0 | 0 | 0 | 0 | 0 | 0 | 0 | 0 | 0 | 0 | 0 | 0 | 0 | 0 | 0 | 0 | 0 | 0 | 0 | 0 | 0 | 0 | 0 | 0 | 0 | 0 | 0 | 0 | 0 | 0 | 0 | 0 | 0 | 0 | 0 | 0 | 0 | 0 | 0 | 0 | 0 | 0 | 0 | 0 | 0 | 0 | 0 | 0 | 0 | 0 | 0 | 0 | 0 | 0 | 0 | 0 | 0 | 0 | [26 empty] | 0 | 0 | 0 | 0 | 0 | 0 | 0 | 0 | 0 | 0 | 0 | 0 | 0 | 0 | 0 | 0 | 0 | 0 | 0 | 0 | 0 | 0 | 0 | 0 | 0 | 0 | 0 | 0 | 0 | 0 | 0 | 0 | 0 | 0 | 0 | 0 | 0 | 0 | 0 | 0 | 0 | 0 | 0 | 0 | 0 | 0 | 0 | 0 | 0 | 0 | 0 | 0 | 0 | 0 | 0 | 0 | 0 | 0 | 0 | 0 | 0 | 0 | 0 | 0 | 0 | 0 | 0 | 0 | 0 | 0 | 0 | 0 | 0 | 0 | 0 | 0 | 0 | 0
|  |  | PLANO 24 | 0 | 0 | 0 | 0 | 0 | 0 | 0 | 0 | 0 | 0 | 0 | 0 | 0 | 0 | 0 | 0 | 0 | 0 | 0 | 0 | 0 | 0 | 0 | 0 | 0 | 0 | 0 | 0 | 0 | 0 | 0 | 0 | 0 | 0 | 0 | 0 | 0 | 0 | 0 | 0 | 0 | 0 | 0 | 0 | 0 | 0 | 0 | 0 | 0 | 0 | 0 | 0 | 0 | 0 | 0 | 0 | 0 | 0 | 0 | 0 | 0 | 0 | 0 | 0 | 0 | 0 | 0 | 0 | 0 | 0 | 0 | 0 | 0 | 0 | 0 | 0 | 0 | 0 | 0 | 0 | 0 | 0 | 0 | 0 | 0 | 0 | 0 | 0 | 0 | 0 | 0 | 0 | 0 | 0 | 0 | 0 | 0 | 0 | 0 | 0 | 0 | 0 | 0 | 0 | 0 | 0 | 0 | 0 | 0 | 0 | 0 | 0 | 0 | 0 | 0 | 0 | 0 | 0 | 0 | 0 | 0 | 0 | 0 | 0 | 0 | 0 | 0 | 0 | 0 | 0 | 0 | 0 | 0 | 0 | 0 | 0 | 0 | 0 | 0 | 0 | 0 | 0 | 0 | 0 | 0 | 0 | 0 | 0 | 0 | 0 | 0 | 0 | 0 | 0 | 0 | 0 | 0 | 0 | 0 | 0 | 0 | 0 | 0 | 0 | 0 | 0 | [26 empty] | 0 | 0 | 0 | 0 | 0 | 0 | 0 | 0 | 0 | 0 | 0 | 0 | 0 | 0 | 0 | 0 | 0 | 0 | 0 | 0 | 0 | 0 | 0 | 0 | 0 | 0 | 0 | 0 | 0 | 0 | 0 | 0 | 0 | 0 | 0 | 0 | 0 | 0 | 0 | 0 | 0 | 0 | 0 | 0 | 0 | 0 | 0 | 0 | 0 | 0 | 0 | 0 | 0 | 0 | 0 | 0 | 0 | 0 | 0 | 0 | 0 | 0 | 0 | 0 | 0 | 0 | 0 | 0 | 0 | 0 | 0 | 0 | 0 | 0 | 0 | 0 | 0 | 0
|  |  | PLANO 25 | 0 | 0 | 0 | 0 | 0 | 0 | 0 | 0 | 0 | 0 | 0 | 0 | 0 | 0 | 0 | 0 | 0 | 0 | 0 | 0 | 0 | 0 | 0 | 0 | 0 | 0 | 0 | 0 | 0 | 0 | 0 | 0 | 0 | 0 | 0 | 0 | 0 | 0 | 0 | 0 | 0 | 0 | 0 | 0 | 0 | 0 | 0 | 0 | 0 | 0 | 0 | 0 | 0 | 0 | 0 | 0 | 0 | 0 | 0 | 0 | 0 | 0 | 0 | 0 | 0 | 0 | 0 | 0 | 0 | 0 | 0 | 0 | 0 | 0 | 0 | 0 | 0 | 0 | 0 | 0 | 0 | 0 | 0 | 0 | 0 | 0 | 0 | 0 | 0 | 0 | 0 | 0 | 0 | 0 | 0 | 0 | 0 | 0 | 0 | 0 | 0 | 0 | 0 | 0 | 0 | 0 | 0 | 0 | 0 | 0 | 0 | 0 | 0 | 0 | 0 | 0 | 0 | 0 | 0 | 0 | 0 | 0 | 0 | 0 | 0 | 0 | 0 | 0 | 0 | 0 | 0 | 0 | 0 | 0 | 0 | 0 | 0 | 0 | 0 | 0 | 0 | 0 | 0 | 0 | 0 | 0 | 0 | 0 | 0 | 0 | 0 | 0 | 0 | 0 | 0 | 0 | 0 | 0 | 0 | 0 | 0 | 0 | 0 | 0 | 0 | 0 | [26 empty] | 0 | 0 | 0 | 0 | 0 | 0 | 0 | 0 | 0 | 0 | 0 | 0 | 0 | 0 | 0 | 0 | 0 | 0 | 0 | 0 | 0 | 0 | 0 | 0 | 0 | 0 | 0 | 0 | 0 | 0 | 0 | 0 | 0 | 0 | 0 | 0 | 0 | 0 | 0 | 0 | 0 | 0 | 0 | 0 | 0 | 0 | 0 | 0 | 0 | 0 | 0 | 0 | 0 | 0 | 0 | 0 | 0 | 0 | 0 | 0 | 0 | 0 | 0 | 0 | 0 | 0 | 0 | 0 | 0 | 0 | 0 | 0 | 0 | 0 | 0 | 0 | 0 | 0
|  |  | PLANO 26 | 0 | 0 | 0 | 0 | 0 | 0 | 0 | 0 | 0 | 0 | 0 | 0 | 0 | 0 | 0 | 0 | 0 | 0 | 0 | 0 | 0 | 0 | 0 | 0 | 0 | 0 | 0 | 0 | 0 | 0 | 0 | 0 | 0 | 0 | 0 | 0 | 0 | 0 | 0 | 0 | 0 | 0 | 0 | 0 | 0 | 0 | 0 | 0 | 0 | 0 | 0 | 0 | 0 | 0 | 0 | 0 | 0 | 0 | 0 | 0 | 0 | 0 | 0 | 0 | 0 | 0 | 0 | 0 | 0 | 0 | 0 | 0 | 0 | 0 | 0 | 0 | 0 | 0 | 0 | 0 | 0 | 0 | 0 | 0 | 0 | 0 | 0 | 0 | 0 | 0 | 0 | 0 | 0 | 0 | 0 | 0 | 0 | 0 | 0 | 0 | 0 | 0 | 0 | 0 | 0 | 0 | 0 | 0 | 0 | 0 | 0 | 0 | 0 | 0 | 0 | 0 | 0 | 0 | 0 | 0 | 0 | 0 | 0 | 0 | 0 | 0 | 0 | 0 | 0 | 0 | 0 | 0 | 0 | 0 | 0 | 0 | 0 | 0 | 0 | 0 | 0 | 0 | 0 | 0 | 0 | 0 | 0 | 0 | 0 | 0 | 0 | 0 | 0 | 0 | 0 | 0 | 0 | 0 | 0 | 0 | 0 | 0 | 0 | 0 | 0 | 0 | [26 empty] | 0 | 0 | 0 | 0 | 0 | 0 | 0 | 0 | 0 | 0 | 0 | 0 | 0 | 0 | 0 | 0 | 0 | 0 | 0 | 0 | 0 | 0 | 0 | 0 | 0 | 0 | 0 | 0 | 0 | 0 | 0 | 0 | 0 | 0 | 0 | 0 | 0 | 0 | 0 | 0 | 0 | 0 | 0 | 0 | 0 | 0 | 0 | 0 | 0 | 0 | 0 | 0 | 0 | 0 | 0 | 0 | 0 | 0 | 0 | 0 | 0 | 0 | 0 | 0 | 0 | 0 | 0 | 0 | 0 | 0 | 0 | 0 | 0 | 0 | 0 | 0 | 0 | 0
|  |  | PLANO 27 | 0 | 0 | 0 | 0 | 0 | 0 | 0 | 0 | 0 | 0 | 0 | 0 | 0 | 0 | 0 | 0 | 0 | 0 | 0 | 0 | 0 | 0 | 0 | 0 | 0 | 0 | 0 | 0 | 0 | 0 | 0 | 0 | 0 | 0 | 0 | 0 | 0 | 0 | 0 | 0 | 0 | 0 | 0 | 0 | 0 | 0 | 0 | 0 | 0 | 0 | 0 | 0 | 0 | 0 | 0 | 0 | 0 | 0 | 0 | 0 | 0 | 0 | 0 | 0 | 0 | 0 | 0 | 0 | 0 | 0 | 0 | 0 | 0 | 0 | 0 | 0 | 0 | 0 | 0 | 0 | 0 | 0 | 0 | 0 | 0 | 0 | 0 | 0 | 0 | 0 | 0 | 0 | 0 | 0 | 0 | 0 | 0 | 0 | 0 | 0 | 0 | 0 | 0 | 0 | 0 | 0 | 0 | 0 | 0 | 0 | 0 | 0 | 0 | 0 | 0 | 0 | 0 | 0 | 0 | 0 | 0 | 0 | 0 | 0 | 0 | 0 | 0 | 0 | 0 | 0 | 0 | 0 | 0 | 0 | 0 | 0 | 0 | 0 | 0 | 0 | 0 | 0 | 0 | 0 | 0 | 0 | 0 | 0 | 0 | 0 | 0 | 0 | 0 | 0 | 0 | 0 | 0 | 0 | 0 | 0 | 0 | 0 | 0 | 0 | 0 | 0 | [26 empty] | 0 | 0 | 0 | 0 | 0 | 0 | 0 | 0 | 0 | 0 | 0 | 0 | 0 | 0 | 0 | 0 | 0 | 0 | 0 | 0 | 0 | 0 | 0 | 0 | 0 | 0 | 0 | 0 | 0 | 0 | 0 | 0 | 0 | 0 | 0 | 0 | 0 | 0 | 0 | 0 | 0 | 0 | 0 | 0 | 0 | 0 | 0 | 0 | 0 | 0 | 0 | 0 | 0 | 0 | 0 | 0 | 0 | 0 | 0 | 0 | 0 | 0 | 0 | 0 | 0 | 0 | 0 | 0 | 0 | 0 | 0 | 0 | 0 | 0 | 0 | 0 | 0 | 0
|  |  | PLANO 28 | 0 | 0 | 0 | 0 | 0 | 0 | 0 | 0 | 0 | 0 | 0 | 0 | 0 | 0 | 0 | 0 | 0 | 0 | 0 | 0 | 0 | 0 | 0 | 0 | 0 | 0 | 0 | 0 | 0 | 0 | 0 | 0 | 0 | 0 | 0 | 0 | 0 | 0 | 0 | 0 | 0 | 0 | 0 | 0 | 0 | 0 | 0 | 0 | 0 | 0 | 0 | 0 | 0 | 0 | 0 | 0 | 0 | 0 | 0 | 0 | 0 | 0 | 0 | 0 | 0 | 0 | 0 | 0 | 0 | 0 | 0 | 0 | 0 | 0 | 0 | 0 | 0 | 0 | 0 | 0 | 0 | 0 | 0 | 0 | 0 | 0 | 0 | 0 | 0 | 0 | 0 | 0 | 0 | 0 | 0 | 0 | 0 | 0 | 0 | 0 | 0 | 0 | 0 | 0 | 0 | 0 | 0 | 0 | 0 | 0 | 0 | 0 | 0 | 0 | 0 | 0 | 0 | 0 | 0 | 0 | 0 | 0 | 0 | 0 | 0 | 0 | 0 | 0 | 0 | 0 | 0 | 0 | 0 | 0 | 0 | 0 | 0 | 0 | 0 | 0 | 0 | 0 | 0 | 0 | 0 | 0 | 0 | 0 | 0 | 0 | 0 | 0 | 0 | 0 | 0 | 0 | 0 | 0 | 0 | 0 | 0 | 0 | 0 | 0 | 0 | 0 | [26 empty] | 0 | 0 | 0 | 0 | 0 | 0 | 0 | 0 | 0 | 0 | 0 | 0 | 0 | 0 | 0 | 0 | 0 | 0 | 0 | 0 | 0 | 0 | 0 | 0 | 0 | 0 | 0 | 0 | 0 | 0 | 0 | 0 | 0 | 0 | 0 | 0 | 0 | 0 | 0 | 0 | 0 | 0 | 0 | 0 | 0 | 0 | 0 | 0 | 0 | 0 | 0 | 0 | 0 | 0 | 0 | 0 | 0 | 0 | 0 | 0 | 0 | 0 | 0 | 0 | 0 | 0 | 0 | 0 | 0 | 0 | 0 | 0 | 0 | 0 | 0 | 0 | 0 | 0
|  |  | PLANO 1.1 | 0 | 0 | 0 | 0 | 0 | 0 | 0 | 0 | 0 | 0 | 0 | 0 | 0 | 0 | 0 | 0 | 0 | 0 | 0 | 0 | 0 | 0 | 0 | 0 | 0 | 0 | 0 | 0 | 0 | 0 | 0 | 0 | 0 | 0 | 0 | 0 | 0 | 0 | 0 | 0 | 0 | 0 | 0 | 0 | 0 | 0 | 0 | 0 | 0 | 0 | 0 | 0 | 0 | 0 | 0 | 0 | 0 | 0 | 0 | 0 | 0 | 0 | 0 | 0 | 0 | 0 | 0 | 0 | 0 | 0 | 0 | 0 | 0 | 0 | 0 | 0 | 0 | 0 | 0 | 0 | 0 | 0 | 0 | 0 | 0 | 0 | 0 | 0 | 0 | 0 | 0 | 0 | 0 | 0 | 0 | 0 | 0 | 0 | 0 | 0 | 0 | 0 | 0 | 0 | 0 | 0 | 0 | 0 | 0 | 0 | 0 | 0 | 0 | 0 | 0 | 0 | 0 | 0 | 0 | 0 | 0 | 0 | 0 | 0 | 0 | 0 | 0 | 0 | 0 | 0 | 0 | 0 | 0 | 0 | 0 | 0 | 0 | 0 | 0 | 0 | 0 | 0 | 0 | 0 | 0 | 0 | 0 | 0 | 0 | 0 | 0 | 0 | 0 | 0 | 0 | 0 | 0 | 0 | 0 | 0 | 0 | 0 | 0 | 0 | 0 | 0 | [26 empty] | 0 | 0 | 0 | 0 | 0 | 0 | 0 | 0 | 0 | 0 | 0 | 0 | 0 | 0 | 0 | 0 | 0 | 0 | 0 | 0 | 0 | 0 | 0 | 0 | 0 | 0 | 0 | 0 | 0 | 0 | 0 | 0 | 0 | 0 | 0 | 0 | 0 | 0 | 0 | 0 | 0 | 0 | 0 | 0 | 0 | 0 | 0 | 0 | 0 | 0 | 0 | 0 | 0 | 0 | 0 | 0 | 0 | 0 | 0 | 0 | 0 | 0 | 0 | 0 | 0 | 0 | 0 | 0 | 0 | 0 | 0 | 0 | 0 | 0 | 0 | 0 | 0 | 0
|  |  | PLANO 1.2 | 0 | 0 | 0 | 0 | 0 | 0 | 0 | 0 | 0 | 0 | 0 | 0 | 0 | 0 | 0 | 0 | 0 | 0 | 0 | 0 | 0 | 0 | 0 | 0 | 0 | 0 | 0 | 0 | 0 | 0 | 0 | 0 | 0 | 0 | 0 | 0 | 0 | 0 | 0 | 0 | 0 | 0 | 0 | 0 | 0 | 0 | 0 | 0 | 0 | 0 | 0 | 0 | 0 | 0 | 0 | 0 | 0 | 0 | 0 | 0 | 0 | 0 | 0 | 0 | 0 | 0 | 0 | 0 | 0 | 0 | 0 | 0 | 0 | 0 | 0 | 0 | 0 | 0 | 0 | 0 | 0 | 0 | 0 | 0 | 0 | 0 | 0 | 0 | 0 | 0 | 0 | 0 | 0 | 0 | 0 | 0 | 0 | 0 | 0 | 0 | 0 | 0 | 0 | 0 | 0 | 0 | 0 | 0 | 0 | 0 | 0 | 0 | 0 | 0 | 0 | 0 | 0 | 0 | 0 | 0 | 0 | 0 | 0 | 0 | 0 | 0 | 0 | 0 | 0 | 0 | 0 | 0 | 0 | 0 | 0 | 0 | 0 | 0 | 0 | 0 | 0 | 0 | 0 | 0 | 0 | 0 | 0 | 0 | 0 | 0 | 0 | 0 | 0 | 0 | 0 | 0 | 0 | 0 | 0 | 0 | 0 | 0 | 0 | 0 | 0 | 0 | [26 empty] | 0 | 0 | 0 | 0 | 0 | 0 | 0 | 0 | 0 | 0 | 0 | 0 | 0 | 0 | 0 | 0 | 0 | 0 | 0 | 0 | 0 | 0 | 0 | 0 | 0 | 0 | 0 | 0 | 0 | 0 | 0 | 0 | 0 | 0 | 0 | 0 | 0 | 0 | 0 | 0 | 0 | 0 | 0 | 0 | 0 | 0 | 0 | 0 | 0 | 0 | 0 | 0 | 0 | 0 | 0 | 0 | 0 | 0 | 0 | 0 | 0 | 0 | 0 | 0 | 0 | 0 | 0 | 0 | 0 | 0 | 0 | 0 | 0 | 0 | 0 | 0 | 0 | 0
|  |  | PLANO 1.3 | 0 | 0 | 0 | 0 | 0 | 0 | 0 | 0 | 0 | 0 | 0 | 0 | 0 | 0 | 0 | 0 | 0 | 0 | 0 | 0 | 0 | 0 | 0 | 0 | 0 | 0 | 0 | 0 | 0 | 0 | 0 | 0 | 0 | 0 | 0 | 0 | 0 | 0 | 0 | 0 | 0 | 0 | 0 | 0 | 0 | 0 | 0 | 0 | 0 | 0 | 0 | 0 | 0 | 0 | 0 | 0 | 0 | 0 | 0 | 0 | 0 | 0 | 0 | 0 | 0 | 0 | 0 | 0 | 0 | 0 | 0 | 0 | 0 | 0 | 0 | 0 | 0 | 0 | 0 | 0 | 0 | 0 | 0 | 0 | 0 | 0 | 0 | 0 | 0 | 0 | 0 | 0 | 0 | 0 | 0 | 0 | 0 | 0 | 0 | 0 | 0 | 0 | 0 | 0 | 0 | 0 | 0 | 0 | 0 | 0 | 0 | 0 | 0 | 0 | 0 | 0 | 0 | 0 | 0 | 0 | 0 | 0 | 0 | 0 | 0 | 0 | 0 | 0 | 0 | 0 | 0 | 0 | 0 | 0 | 0 | 0 | 0 | 0 | 0 | 0 | 0 | 0 | 0 | 0 | 0 | 0 | 0 | 0 | 0 | 0 | 0 | 0 | 0 | 0 | 0 | 0 | 0 | 0 | 0 | 0 | 0 | 0 | 0 | 0 | 0 | 0 | [26 empty] | 0 | 0 | 0 | 0 | 0 | 0 | 0 | 0 | 0 | 0 | 0 | 0 | 0 | 0 | 0 | 0 | 0 | 0 | 0 | 0 | 0 | 0 | 0 | 0 | 0 | 0 | 0 | 0 | 0 | 0 | 0 | 0 | 0 | 0 | 0 | 0 | 0 | 0 | 0 | 0 | 0 | 0 | 0 | 0 | 0 | 0 | 0 | 0 | 0 | 0 | 0 | 0 | 0 | 0 | 0 | 0 | 0 | 0 | 0 | 0 | 0 | 0 | 0 | 0 | 0 | 0 | 0 | 0 | 0 | 0 | 0 | 0 | 0 | 0 | 0 | 0 | 0 | 0
|  |  | PLANO 1.4 | 0 | 0 | 0 | 0 | 0 | 0 | 0 | 0 | 0 | 0 | 0 | 0 | 0 | 0 | 0 | 0 | 0 | 0 | 0 | 0 | 0 | 0 | 0 | 0 | 0 | 0 | 0 | 0 | 0 | 0 | 0 | 0 | 0 | 0 | 0 | 0 | 0 | 0 | 0 | 0 | 0 | 0 | 0 | 0 | 0 | 0 | 0 | 0 | 0 | 0 | 0 | 0 | 0 | 0 | 0 | 0 | 0 | 0 | 0 | 0 | 0 | 0 | 0 | 0 | 0 | 0 | 0 | 0 | 0 | 0 | 0 | 0 | 0 | 0 | 0 | 0 | 0 | 0 | 0 | 0 | 0 | 0 | 0 | 0 | 0 | 0 | 0 | 0 | 0 | 0 | 0 | 0 | 0 | 0 | 0 | 0 | 0 | 0 | 0 | 0 | 0 | 0 | 0 | 0 | 0 | 0 | 0 | 0 | 0 | 0 | 0 | 0 | 0 | 0 | 0 | 0 | 0 | 0 | 0 | 0 | 0 | 0 | 0 | 0 | 0 | 0 | 0 | 0 | 0 | 0 | 0 | 0 | 0 | 0 | 0 | 0 | 0 | 0 | 0 | 0 | 0 | 0 | 0 | 0 | 0 | 0 | 0 | 0 | 0 | 0 | 0 | 0 | 0 | 0 | 0 | 0 | 0 | 0 | 0 | 0 | 0 | 0 | 0 | 0 | 0 | 0 | [26 empty] | 0 | 0 | 0 | 0 | 0 | 0 | 0 | 0 | 0 | 0 | 0 | 0 | 0 | 0 | 0 | 0 | 0 | 0 | 0 | 0 | 0 | 0 | 0 | 0 | 0 | 0 | 0 | 0 | 0 | 0 | 0 | 0 | 0 | 0 | 0 | 0 | 0 | 0 | 0 | 0 | 0 | 0 | 0 | 0 | 0 | 0 | 0 | 0 | 0 | 0 | 0 | 0 | 0 | 0 | 0 | 0 | 0 | 0 | 0 | 0 | 0 | 0 | 0 | 0 | 0 | 0 | 0 | 0 | 0 | 0 | 0 | 0 | 0 | 0 | 0 | 0 | 0 | 0
|  |  | PLANO 1.5 | 0 | 0 | 0 | 0 | 0 | 0 | 0 | 0 | 0 | 0 | 0 | 0 | 0 | 0 | 0 | 0 | 0 | 0 | 0 | 0 | 0 | 0 | 0 | 0 | 0 | 0 | 0 | 0 | 0 | 0 | 0 | 0 | 0 | 0 | 0 | 0 | 0 | 0 | 0 | 0 | 0 | 0 | 0 | 0 | 0 | 0 | 0 | 0 | 0 | 0 | 0 | 0 | 0 | 0 | 0 | 0 | 0 | 0 | 0 | 0 | 0 | 0 | 0 | 0 | 0 | 0 | 0 | 0 | 0 | 0 | 0 | 0 | 0 | 0 | 0 | 0 | 0 | 0 | 0 | 0 | 0 | 0 | 0 | 0 | 0 | 0 | 0 | 0 | 0 | 0 | 0 | 0 | 0 | 0 | 0 | 0 | 0 | 0 | 0 | 0 | 0 | 0 | 0 | 0 | 0 | 0 | 0 | 0 | 0 | 0 | 0 | 0 | 0 | 0 | 0 | 0 | 0 | 0 | 0 | 0 | 0 | 0 | 0 | 0 | 0 | 0 | 0 | 0 | 0 | 0 | 0 | 0 | 0 | 0 | 0 | 0 | 0 | 0 | 0 | 0 | 0 | 0 | 0 | 0 | 0 | 0 | 0 | 0 | 0 | 0 | 0 | 0 | 0 | 0 | 0 | 0 | 0 | 0 | 0 | 0 | 0 | 0 | 0 | 0 | 0 | 0 | [26 empty] | 0 | 0 | 0 | 0 | 0 | 0 | 0 | 0 | 0 | 0 | 0 | 0 | 0 | 0 | 0 | 0 | 0 | 0 | 0 | 0 | 0 | 0 | 0 | 0 | 0 | 0 | 0 | 0 | 0 | 0 | 0 | 0 | 0 | 0 | 0 | 0 | 0 | 0 | 0 | 0 | 0 | 0 | 0 | 0 | 0 | 0 | 0 | 0 | 0 | 0 | 0 | 0 | 0 | 0 | 0 | 0 | 0 | 0 | 0 | 0 | 0 | 0 | 0 | 0 | 0 | 0 | 0 | 0 | 0 | 0 | 0 | 0 | 0 | 0 | 0 | 0 | 0 | 0
|  |  | PLANO 1.6 | 0 | 0 | 0 | 0 | 0 | 0 | 0 | 0 | 0 | 0 | 0 | 0 | 0 | 0 | 0 | 0 | 0 | 0 | 0 | 0 | 0 | 0 | 0 | 0 | 0 | 0 | 0 | 0 | 0 | 0 | 0 | 0 | 0 | 0 | 0 | 0 | 0 | 0 | 0 | 0 | 0 | 0 | 0 | 0 | 0 | 0 | 0 | 0 | 0 | 0 | 0 | 0 | 0 | 0 | 0 | 0 | 0 | 0 | 0 | 0 | 0 | 0 | 0 | 0 | 0 | 0 | 0 | 0 | 0 | 0 | 0 | 0 | 0 | 0 | 0 | 0 | 0 | 0 | 0 | 0 | 0 | 0 | 0 | 0 | 0 | 0 | 0 | 0 | 0 | 0 | 0 | 0 | 0 | 0 | 0 | 0 | 0 | 0 | 0 | 0 | 0 | 0 | 0 | 0 | 0 | 0 | 0 | 0 | 0 | 0 | 0 | 0 | 0 | 0 | 0 | 0 | 0 | 0 | 0 | 0 | 0 | 0 | 0 | 0 | 0 | 0 | 0 | 0 | 0 | 0 | 0 | 0 | 0 | 0 | 0 | 0 | 0 | 0 | 0 | 0 | 0 | 0 | 0 | 0 | 0 | 0 | 0 | 0 | 0 | 0 | 0 | 0 | 0 | 0 | 0 | 0 | 0 | 0 | 0 | 0 | 0 | 0 | 0 | 0 | 0 | 0 | [26 empty] | 0 | 0 | 0 | 0 | 0 | 0 | 0 | 0 | 0 | 0 | 0 | 0 | 0 | 0 | 0 | 0 | 0 | 0 | 0 | 0 | 0 | 0 | 0 | 0 | 0 | 0 | 0 | 0 | 0 | 0 | 0 | 0 | 0 | 0 | 0 | 0 | 0 | 0 | 0 | 0 | 0 | 0 | 0 | 0 | 0 | 0 | 0 | 0 | 0 | 0 | 0 | 0 | 0 | 0 | 0 | 0 | 0 | 0 | 0 | 0 | 0 | 0 | 0 | 0 | 0 | 0 | 0 | 0 | 0 | 0 | 0 | 0 | 0 | 0 | 0 | 0 | 0 | 0
|  |  | PLANO 1.7 | 0 | 0 | 0 | 0 | 0 | 0 | 0 | 0 | 0 | 0 | 0 | 0 | 0 | 0 | 0 | 0 | 0 | 0 | 0 | 0 | 0 | 0 | 0 | 0 | 0 | 0 | 0 | 0 | 0 | 0 | 0 | 0 | 0 | 0 | 0 | 0 | 0 | 0 | 0 | 0 | 0 | 0 | 0 | 0 | 0 | 0 | 0 | 0 | 0 | 0 | 0 | 0 | 0 | 0 | 0 | 0 | 0 | 0 | 0 | 0 | 0 | 0 | 0 | 0 | 0 | 0 | 0 | 0 | 0 | 0 | 0 | 0 | 0 | 0 | 0 | 0 | 0 | 0 | 0 | 0 | 0 | 0 | 0 | 0 | 0 | 0 | 0 | 0 | 0 | 0 | 0 | 0 | 0 | 0 | 0 | 0 | 0 | 0 | 0 | 0 | 0 | 0 | 0 | 0 | 0 | 0 | 0 | 0 | 0 | 0 | 0 | 0 | 0 | 0 | 0 | 0 | 0 | 0 | 0 | 0 | 0 | 0 | 0 | 0 | 0 | 0 | 0 | 0 | 0 | 0 | 0 | 0 | 0 | 0 | 0 | 0 | 0 | 0 | 0 | 0 | 0 | 0 | 0 | 0 | 0 | 0 | 0 | 0 | 0 | 0 | 0 | 0 | 0 | 0 | 0 | 0 | 0 | 0 | 0 | 0 | 0 | 0 | 0 | 0 | 0 | 0 | [26 empty] | 0 | 0 | 0 | 0 | 0 | 0 | 0 | 0 | 0 | 0 | 0 | 0 | 0 | 0 | 0 | 0 | 0 | 0 | 0 | 0 | 0 | 0 | 0 | 0 | 0 | 0 | 0 | 0 | 0 | 0 | 0 | 0 | 0 | 0 | 0 | 0 | 0 | 0 | 0 | 0 | 0 | 0 | 0 | 0 | 0 | 0 | 0 | 0 | 0 | 0 | 0 | 0 | 0 | 0 | 0 | 0 | 0 | 0 | 0 | 0 | 0 | 0 | 0 | 0 | 0 | 0 | 0 | 0 | 0 | 0 | 0 | 0 | 0 | 0 | 0 | 0 | 0 | 0
|  |  | PLANO 1.8 | 0 | 0 | 0 | 0 | 0 | 0 | 0 | 0 | 0 | 0 | 0 | 0 | 0 | 0 | 0 | 0 | 0 | 0 | 0 | 0 | 0 | 0 | 0 | 0 | 0 | 0 | 0 | 0 | 0 | 0 | 0 | 0 | 0 | 0 | 0 | 0 | 0 | 0 | 0 | 0 | 0 | 0 | 0 | 0 | 0 | 0 | 0 | 0 | 0 | 0 | 0 | 0 | 0 | 0 | 0 | 0 | 0 | 0 | 0 | 0 | 0 | 0 | 0 | 0 | 0 | 0 | 0 | 0 | 0 | 0 | 0 | 0 | 0 | 0 | 0 | 0 | 0 | 0 | 0 | 0 | 0 | 0 | 0 | 0 | 0 | 0 | 0 | 0 | 0 | 0 | 0 | 0 | 0 | 0 | 0 | 0 | 0 | 0 | 0 | 0 | 0 | 0 | 0 | 0 | 0 | 0 | 0 | 0 | 0 | 0 | 0 | 0 | 0 | 0 | 0 | 0 | 0 | 0 | 0 | 0 | 0 | 0 | 0 | 0 | 0 | 0 | 0 | 0 | 0 | 0 | 0 | 0 | 0 | 0 | 0 | 0 | 0 | 0 | 0 | 0 | 0 | 0 | 0 | 0 | 0 | 0 | 0 | 0 | 0 | 0 | 0 | 0 | 0 | 0 | 0 | 0 | 0 | 0 | 0 | 0 | 0 | 0 | 0 | 0 | 0 | 0 | [26 empty] | 0 | 0 | 0 | 0 | 0 | 0 | 0 | 0 | 0 | 0 | 0 | 0 | 0 | 0 | 0 | 0 | 0 | 0 | 0 | 0 | 0 | 0 | 0 | 0 | 0 | 0 | 0 | 0 | 0 | 0 | 0 | 0 | 0 | 0 | 0 | 0 | 0 | 0 | 0 | 0 | 0 | 0 | 0 | 0 | 0 | 0 | 0 | 0 | 0 | 0 | 0 | 0 | 0 | 0 | 0 | 0 | 0 | 0 | 0 | 0 | 0 | 0 | 0 | 0 | 0 | 0 | 0 | 0 | 0 | 0 | 0 | 0 | 0 | 0 | 0 | 0 | 0 | 0
|  |  | TOTAL | 0 | 0 | 0 | 0 | 0 | 0 | 0 | 0 | 0 | 0 | 0 | 0 | 0 | 0 | 0 | 0 | 0 | 0 | 0 | 0 | 0 | 0 | 0 | 0 | 0 | 0 | 0 | 0 | 0 | 0 | 0 | 0 | 0 | 0 | 0 | 0 | 0 | 0 | 0 | 0 | 0 | 0 | 0 | 0 | 0 | 0 | 0 | 0 | 0 | 0 | 0 | 0 | 0 | 0 | 0 | 0 | 0 | 0 | 0 | 0 | 0 | 0 | 0 | 0 | 0 | 0 | 0 | 0 | 0 | 0 | 0 | 0 | 0 | 0 | 0 | 0 | 0 | 0 | 0 | 0 | 0 | 0 | 0 | 0 | 0 | 0 | 0 | 0 | 0 | 0 | 0 | 0 | 0 | 0 | 0 | 0 | 0 | 0 | 0 | 0 | 0 | 0 | 0 | 0 | 0 | 0 | 0 | 0 | 0 | 0 | 0 | 0 | 0 | 0 | 0 | 0 | 0 | 0 | 0 | 0 | 0 | 0 | 0 | 0 | 0 | 0 | 0 | 0 | 0 | 0 | 0 | 0 | 0 | 0 | 0 | 0 | 0 | 0 | 0 | 0 | 0 | 0 | 0 | 0 | 0 | 0 | 0 | 0 | 0 | 0 | 0 | 0 | 0 | 0 | 0 | 0 | 0 | 0 | 0 | 0 | 0 | 0 | 0 | 0 | 0 | 0 | 0 | 0 | 0 | 0 | 0 | 0 | 0 | 0 | 0 | 0 | 0 | 0 | 0 | 0 | 0 | 0 | 0 | 0 | 0 | 0 | 0 | 0 | 0 | 0 | 0 | 0 | 0 | 0 | 0 | 0 | 0 | 0 | 0 | 0 | 0 | 0 | 0 | 0 | 0 | 0 | 0 | 0 | 0 | 0 | 0 | 0 | 0 | 0 | 0 | 0 | 0 | 0 | 0 | 0 | 0 | 0 | 0 | 0 | 0 | 0 | 0 | 0 | 0 | 0 | 0 | 0 | 0 | 0 | 0 | 0 | 0 | 0 | 0 | 0 | 0 | 0 | 0 | 0 | 0 | 0 | 0 | 0 | 0 | 0 | 0 | 0 | 0 | 0 | 0 | 0 | 0 | 0 | 0 | 0 | 0 | 0 | 0 | 0 | 0 | 0 | 0 | 0 | 0 | 0
|  |  | 1 | 2 | 3 | 4 | 5 | 6 | 7 | 8 | 9 | 10 | 11 | 12 | 13 | 14 | 15 | 16 | 17 | 18 | 19 | 20 | 21 | 22 | 23 | 24 | 25 | 26 | 27 | 28 | 29 | 30 | 31 | 32 | 33 | 34 | 35 | 36 | 37 | 38 | 39 | 40 | 41 | 42 | 43 | 44 | 45 | 46 | 47 | 48 | 49 | 50 | 51 | 52 | 53 | 54 | 55 | 56 | 57 | 58 | 59 | 60 | 61 | 62 | 63 | 64 | 65 | 66 | 67 | 68 | 69 | 70 | 71 | 72 | 73 | 74 | 75 | 76 | 77 | 78 | 79 | 80 | 81 | 82 | 83 | 84 | 85 | 86 | 87 | 88 | 89 | 90 | 91 | 92 | 93 | 94 | 95 | 96 | 97 | 98 | 99 | 100 | 101 | 102 | 103 | 104 | 105 | 106 | 107 | 108 | 109 | 110 | 111 | 112 | 113 | 114 | 115 | 116 | 117 | 118 | 119 | 120 | 121 | 122 | 123 | 124 | 125 | 126 | 127 | 128 | 129 | 130 | 131 | 132 | 133 | 134 | 135 | 136 | 137 | 138 | 139 | 140 | 141 | 142 | 143 | 144 | 145 | 146 | 147 | 148 | 149 | 150 | 151 | 152 | 153 | 154 | 155 | 156 | 157 | 158 | 159 | 160 | 161 | 162 | 163 | 164 | 165 | 166 | 167 | 168 | 169 | 170 | 171 | 172 | 173 | 174 | 175 | 176 | 177 | 178 | 179 | 180 | 181 | 182 | 183 | 184 | 185 | 186 | 187 | 188 | 189 | 190 | 191 | 192 | 193 | 168 | 169 | 170 | 171 | 172 | 173 | 174 | 175 | 176 | 177 | 178 | 179 | 180 | 181 | 182 | 183 | 184 | 185 | 186 | 187 | 188 | 189 | 190 | 191 | 192 | 193 | 194 | 195 | 196 | 197 | 198 | 199 | 200 | 201 | 202 | 203 | 204 | 205 | 206 | 207 | 208 | 209 | 210 | 211 | 212 | 213 | 214 | 215 | 216 | 217 | 218 | 219 | 220 | 221 | 222 | 223 | 224 | 225 | 226 | 227 | 228 | 229 | 230 | 231 | 232 | 233 | 234 | 235 | 236 | 237 | 238 | 239 | 240 | 241 | 242 | 243 | 244 | 245
NOTA: En las excavaciones se consideró un 10% de sobreancho adicional para tener en cuenta los derrumbes.
|  |  | Expansión del suelo, medido ya excavado |  |  |  |  | 1.1
0
0
0
0
Note on EP9: la fórmula esta contabilizando por dos porque así sería si hay cambio de diámetro, Pero cuando el diámetro se conserva y solo se modifica la profundidad se debe verificar manualmente la abocada.
Note on IE9: ORGANIZAR LA FÓRMULA SI EL MATERIAL DE LA TUBERÍA CAMBIA
Note on JO9: UNA VEZ SE DIBUJE CADA PLANO SE DILIGENCIA ESTA INFORMACIÓN PARA EL DESPIECE
Note on DF10: ESTA LONGITUD ES PARA REPOSICIONES PORQUE SOLO TIENE EN CUENTA LA ROTURA DE LA VÍA. EN CASO DE SER DOMICILIAR TOTALMENTE NUEVA SE DEBEN PONER MANUAL MENTE LAS RESPECTIVAS LONGITUDES EN CADA TIPO DE MATERIAL DE ANDÉN.
Note on DH10: OJO!! SON DOS CAJAS DE EMPALME SOLO PARA CUANDO EL TRAMO ES DE REPOSICIÓN. Si es nuevo solo es una.
Note on DI10: OJO!! SON DOS CAJAS DE EMPALME SOLO PARA CUANDO EL TRAMO ES DE REPOSICIÓN. Si es nuevo solo es una.
Note on DV10: OJO!! SON DOS CAJAS DE EMPALME SOLO PARA CUANDO EL TRAMO ES DE REPOSICIÓN. Si es nuevo solo es una. En proyectos EPM
Note on DW10: OJO!! SON DOS CAJAS DE EMPALME SOLO PARA CUANDO EL TRAMO ES DE REPOSICIÓN. Si es nuevo solo es una.
Note on EA10: Introducir longitud

## tablas
ADVERTENCIA:
NO MODIFICAR ESTAS TABLAS, PORQUE PUEDE AFECTAR LOS CALCULOS.
1 | 2 | 3 | 4 | 5 | 6 | 7 | 8 | 9 | 10 | 11 | 12 | 13
DIA | ANCHO | ExV | ExP | CIMENTACION |  |  | ARE |  |  |  | VOL | VOL. CONCR
METRO | ZANJA | 1/3 D | 1/2 D | TIPO A | TIPO B | TIPO C | NILLA | B | C | D | TUBO | ANC x PEND
[10 empty] | D exter. |  | (1 ANCLAJE)
150 | 0.6 | 0.05706 | 0.12192 | 0.06339 | 0.12192 | 0.05715 | 0.3232 | 0.4 | 0.1 | 0.19 | 0.0278
200 | 0.6 | 0.0678 | 0.13202 | 0.07631 | 0.13202 | 0.05513 | 0.3383 | 0.45 | 0.1 | 0.24 | 0.0468 | 0.03
250 | 0.7 | 0.079643 | 0.16595 | 0.08956 | 0.16595 | 0.06256 | 0.4179 | 0.5 | 0.1 | 0.31 | 0.0745 | 0.03
300 | 0.7 | 0.0913 | 0.17357 | 0.10292 | 0.17357 | 0.06086 | 0.4247 | 0.55 | 0.1 | 0.36 | 0.1041 | 0.04
350 | 0.8 | 0.10363 | 0.22097 | 0.11849 | 0.21197 | 0.0812 | 0.516 | 0.6 | 0.1 | 0.44 | 0.1521 | 0.04
375 | 0.8 | 0.11621 | 0.2302 | 0.13833 | 0.21467 | 0.08585 | 0.5198 | 0.65 | 0.1 | 0.47 | 0.1728 | 0.04
400 | 0.8 | 0.15604 | 0.23933 | 0.19479 | 0.21683 | 0.09035 | 0.5624 | 0.8 | 0.1 | 0.5 | 0.1963 | 0.07
450 | 0.9 | 0.1718 | 0.29808 | 0.22786 | 0.25708 | 0.11427 | 0.6611 | 0.85 | 0.1 | 0.56 | 0.2498 | 0.07
500 | 1 | 0.18804 | 0.36389 | 0.24847 | 0.30064 | 0.13121 | 0.76 | 0.9 | 0.1 | 0.63 | 0.31172 | 0.07
525 | 1 | 0.2042 | 0.38912 | 0.28966 | 0.30249 | 0.14683 | 0.7679 | 0.95 | 0.1 | 0.72 | 0.4015 | 0.07
600 | 1.1 | 0.22057 | 0.46423 | 0.33415 | 0.34903 | 0.18402 | 0.8801 | 1 | 0.1 | 0.78 | 0.4827 | 0.12
675 | 1.2 | 0.27486 | 0.55304 | 0.43556 | 0.39801 | 0.22216 | 0.9979 | 1.15 | 0.1 | 0.88 | 0.6041 | 0.12
700 | 1.2 | 0.2928 | 0.5732 | 0.47696 | 0.3925 | 0.23164 | 0.9947 | 1.2 | 0.1 | 0.96 | 0.7178 | 0.12
750 | 1.3 | 0.33357 | 0.66293 | 0.55669 | 0.44488 | 0.26931 | 1.1199 | 1.3 | 0.1 | 1.02 | 0.8203 | 0.14
800 | 1.4 | 0.38022 | 0.75914 | 0.60693 | 0.52547 | 0.30977 | 1.2514 | 1.35 | 0.12 | 1.09 | 0.9297 | 0.15
825 | 1.4 | 0.41671 | 0.77005 | 0.65101 | 0.5343 | 0.31681 | 1.2481 | 1.4 | 0.13 | 1.13 | 1.0047 | 0.16
900 | 1.5 | 0.4939 | 0.87999 | 0.75243 | 0.62575 | 0.36809 | 1.3819 | 1.5 | 0.15 | 1.22 | 1.1728 | 0.21
1000 | 1.8 | 0.59117 | 1.2044 | 0.86921 | 0.90281 | 0.4997 | 1.8404 | 1.6 | 0.18 | 1.34 | 1.4103 | 0.26
1100 | 2.2 | 0.70977 | 1.6791 | 1.0186 | 1.3206 | 0.65858 | 2.4535 | 1.72 | 0.21 | 1.46 | 1.665 | 0.26
1200 | 2.2 | 0.83965 | 1.8592 | 1.1729 | 1.4982 | 0.74559 | 2.6394 | 1.84 | 0.24 | 1.57 | 1.9409 | 0.36
1300 | 2.3 | 0.9984 | 2.0461 | 1.3375 | 1.6904 | 0.88261 | 3.0327 | 1.96 | 0.28 | 1.69 | 2.2379
1400 | 2.5 | 1.1697 | 2.2409 | 1.5125 | 1.8995 | 0.98216 | 3.2333 | 2.08 | 0.32 | 1.81 | 2.5617
1500 | 2.72 | 1.3552 | 2.6144 | 1.6977 | 2.2821 | 1.0862 | 3.4353 | 2.2 | 0.36 | 1.92 | 2.9013
1600 | 2.8 | 1.5751 | 2.8016 | 1.8932 | 2.5066 | 1.1948 | 3.6387 | 2.32 | 0.41 | 2.04 | 3.2621
1700 | 2.9 | 1.7873 | 3.0211 | 2.0989 | 2.769 | 1.3079 | 3.8435 | 2.44 | 0.45 | 2.15 | 3.6238
1800 | 3 | 1.286 | 3.2465 | 2.315 | 3.0471 | 1.4886 | 4.3156 | 2.56 | 0.5 | 2.26 | 3.9973
1900 | 3.1 | 2.304 | 3.4823 | 2.5414 | 3.3508 | 1.6142 | 4.5352 | 2.68 | 0.55 | 2.37 | 4.4115
2000 | 3.27 | 2.5872 | 3.8483 | 2.778 | 3.7874 | 0.65411 | 4.7561 | 2.8 | 0.6 | 2.47 | 4.7994
2100 | 3.3 | 2.9108 | 3.9692 | 3.025 | 4.0051 | 0.62619 | 5.2048 | 2.92 | 0.66 | 2.59 | 5.2604
2200 | 3.5 | 3.2519 | 4.4307 | 3.2822 | 4.5832 | 0.58595 | 5.4997 | 3.04 | 0.72 | 2.71 | 5.751
2250 | 3.5 | 3.5293 | 4.4669 | 3.5498 | 4.6879 | 0.53251 | 5.8007 | 3.16 | 0.75 | 2.77 | 6.035
2300 | 3.6 | 3.8479 | 4.7126 | 3.8276 | 5.0131 | 0.46497 | 6.108 | 3.28 | 0.79 | 2.84 | 6.3258
2400 | 3.7 | 4.273 | 4.9922 | 4.1157 | 5.4413 | 0.38243 | 6.4214 | 3.4 | 0.86 | 2.95 | 6.8535
2500 | 3.8 | 4.7158 | 5.2786 | 4.4141 | 5.894 | 0.28401 | 6.741 | 3.52 | 0.93 | 3.07 | 7.4023
LOS DATOS AZULES YA HAN SIDO CORREGIDOS SEGÚN TABLA ENTREGADA POR EEPPM EN MAYO /2006

## Tabla Planos
DIMENSIONES PARA ATRAQUE DE TUBERIA
Ø INTERIOR | ANCHO =A (cm) | ALTO =B (cm) | LARGO =L (cm)
182 | 18.8 | 18.65 | 50
227 | 23.3 | 23.15 | 50
284 | 29 | 28.85 | 50
327 | 33.3 | 33.15 | 80
362 | 36.8 | 36.65 | 80
407 | 41.3 | 41.15 | 80
452 | 45.8 | 45.65 | 80
595.12 | 60.112 | 59.962 | 80
TABLA PILOTES
Profundidades Batea (m) | Profundidad de anclaje Pilote= Df | Diametro Pilote (m) | Material
0.5 - 1.5 | 2 | 0.15-0.20 | Madera Inmunizada
> 1.5 | 2.5